## phase 10
PHASE: | X
CODE | DESCRIPTION | QTY
Anesthesia
02-03-000001 | N2 O +O2 measuring apparatus | 1500
02-03-000002 | ICU Ventilator | 1200
02-03-000003 | Multi parameter monitor + capnograph | 1350
02-03-000004 | Multi parameter monitor | 1350
02-03-000005 | Anesthesia machine | 1800
02-03-000006 | Ventilator | 1650
02-03-000007 | Pediatric Neonated premature ventilator . | 1050
02-03-000008 | Whirling hygrometer ,(5-50 C ) with measurement ruler . | 600
02-03-000009 | Portable oxygen indicator | 900
02-03-000010 | Blood oximeter estimation unit with accessories and spare parts | 1050
02-03-000011 | Warmer humidifier for O2 outlet | 1200
02-03-000012 | Anesthesia Ventilator | 1500
02-03-000013 | Oxymeter (S-100 pulse oxymeter-ser, No. S0720 class I type BF | 900
02-03-000014 | Cartridge for pressure monitoring :- a-mod. No. 7370 257 E2258 ser, No.011164 580 | 900
02-03-000015 | b-mod. No. 7370 109 E2255 ser, No.1006412580 | 270
02-03-000016 | Portable ventilators | 900
02-03-000017 | Pulse oximeter | 1200
02-03-000018 | Respiratory humidifier | 1200
02-03-000019 | Pressure recording machin | 1200
02-03-000020 | Oxymeter | 750
02-03-000021 | Central oxygen flowmeter | 1200
02-03-000022 | Puls Oxymeter : rechargable , portable , finger sensor . | 1500
02-03-000023 | Resuscitators (a-Good illumination , preferably double light , b-Heater , preferably double light , c-Timer , d-O2 supply , e-Good support for the baby ,to prevent accident & falling down , f-Suitable for all pediatric age groups , g-Pressure transducer.) | 900
02-03-000024 | O2 Humedifier The head for fixing the bottle containing the water is preferabley of special metalic material to prevent damage during fixing. | 1200
02-03-000025 | Laryngoscope set. | 2250
02-03-000026 | Pediatric laryngoscope handle. | 1200
02-03-000027 | Pediatric Laryngoscope Blades Straight Smallwith handle | 1200
02-03-000028 | Pediatric Laryngoscope Blades Straight Medium | 1200
02-03-000029 | Laryngoscope handle adult . | 1800
02-03-000030 | Laryngoscope Blade Adult curved . | 1800
02-03-000031 | Laryngoscope Blade children curved . | 1200
02-03-000032 | Vapuorizer for fluthane | 1200
02-03-000033 | Millapre-Bacteria filter. | 7500
02-03-000034 | Oxymeter for monitoring patients | 900
02-03-000035 | Laryngoscope | 1200
02-03-000036 | PO2 monitor for incubator | 600
02-03-000037 | Oxygen cell for servo ventilator 900 c.c | 600
02-03-000038 | Adaptors for oximeter | 900
02-03-000039 | CO2 gas regulator and gas cylinder | 1200
02-03-000040 | Restorator | 600
02-03-000041 | Electrical hoist. | 900
02-03-000042 | Anesthesia machine MRI | 600
02-03-000043 | Apneo monitor | 900
02-03-000044 | Color video printer UP-2850P/2800 P/2300P | 450
02-03-000045 | Liquid nitrogen container | 600
02-03-000046 | Liquid nitrogen tank 7L | 450
02-03-000047 | Liquid nitrogen tank 40L | 450
02-03-000048 | Oximeter machine for goud tranducer P23 XL (D400 S)LOT No.243601 Gish biomedical inc | 300
02-03-000049 | Nerve stimulator for anaesthesia | 1500
02-03-000050 | Mechanical infusion syringe with electronical safety detection for 1h. | 900
02-03-000051 | Fiber optic flexible laryngoscope adult | 900
02-03-000052 | Fiber optic flexible laryngoscope child | 900
02-03-000053 | Laryngoscope for difficult intubation | 1200
02-03-000054 | Computerized maichine for total intravenous anestheasia | 1200
02-03-000055 | Pediatric ambu bag | 1200
02-03-000056 | Infant ressuscitator | 900
02-03-000057 | Ventilator manly pressure generator | 900
02-03-000058 | Ventilator blease flow generatore | 900
02-03-000059 | Bed side monitors | 1200
02-03-000060 | 4-channels monitor | 900
02-03-000061 | Fibroptic laryngoscope | 900
02-03-000062 | CO-oximeter | 600
02-03-000063 | Anaesthetic unit | 900
02-03-000064 | Humidifiair (blue box) for oxygen | 900
02-03-000065 | Ambo bags pediatric and adults | 1500
02-03-000066 | Mechanical infusion syringe with electronical safety detection for 24h. | 900
02-03-000067 | Regulator for oxygen high pressure | 2400
02-03-000068 | Regulator for oxygen low pressure | 2400
02-03-000069 | Blood gases + Blood sugar + Electrolyte analyser | 300
02-03-000070 | Ventilator ( Baby log 8000 ) | 90
02-03-000071 | Reducind oxygen valve for oxygen cylinders | 1200
02-03-000072 | Reducind nitrous oxide for N2O cylinders | 1200
General Surgical
02-03-000073 | Light source | 750
02-03-000074 | Lamp (Halogen) | 16500
02-03-000075 | Tourgh light for sculp testing | 600
02-03-000076 | Snare and electrocautery probe | 1500
02-03-000077 | Cusa system (Ultrasonic Aspirator) | 270
02-03-000078 | Puva apparatus | 210
02-03-000079 | Wood’s light | 240
02-03-000080 | skin cleaning apparatus | 750
02-03-000081 | Co2 laser Machine with accessories | 240
02-03-000082 | Cold light supply | 270
02-03-000083 | Surgical motor 220 volts | 270
02-03-000084 | Electrical saw | 600
02-03-000085 | Cryo surgical unit. | 450
02-03-000086 | Universal system with accessories. | 270
02-03-000087 | Loup. | 600
02-03-000088 | Head light. | 900
02-03-000089 | Cautery wire. | 9000
02-03-000090 | Bipolar wire. | 3000
02-03-000091 | Lighting system | 600
02-03-000092 | Light source for head light (Dual) | 600
02-03-000093 | Heavy duty theater suction apparatus with filters for theater use | 1800
02-03-000094 | Safe light | 450
02-03-000095 | Brite light | 450
02-03-000096 | Dermogate | 240
02-03-000097 | Dermabration | 270
02-03-000098 | UV-B Light | 270
02-03-000099 | Psoralin ultraviolet A puva | 210
02-03-000100 | Dark field microscope | 240
02-03-000101 | Spot light . | 600
02-03-000102 | 3 dimension computer | 270
02-03-000103 | Celling shadowless lamp. with accessories and spare parts | 900
02-03-000104 | Anprolin gas tubes & indicator | 9000
02-03-000105 | Electro surgical unit with accessories and spare parts | 600
02-03-000106 | Sternam saw electrical with full accessories and spare parts | 270
02-03-000107 | ACCESSORIES FOR ELECTRO SURGICAL UNIT (15mm x 15mm loop electrode) | 300
02-03-000108 | 20 mm x15mm loop electrode | 600
02-03-000109 | 20mmx20mm loop electrode | 600
02-03-000110 | 2.5cm fine needle electrode | 600
02-03-000111 | 0.24cm angled ball electrode | 600
02-03-000112 | 1cm tungsten wire loop electrode | 600
02-03-000113 | 0.3cm ball electrode | 600
02-03-000114 | Insulated hand switching coagulation forceps 12.7cm with 3cm cord | 900
02-03-000115 | Gerald microbipolar bayonet forceps | 600
02-03-000116 | Reusable cord (for use with above forceps) | 900
02-03-000117 | Cushing bipolar forceps 15.0cm(foot switching) | 600
02-03-000118 | Cushing bipolar forceps 17.5cm (foot switching ) | 600
02-03-000119 | Jewelers bipolar forceps straight tip 10 cm (foot switching) | 750
02-03-000120 | Coaptation-type forceps 10.5cm (Bipolar Foot switching ) | 750
02-03-000121 | Titanium bayonet angled up fine tip 22.5cm (Bipolar foot switching) | 750
02-03-000122 | Reusable 3.6m cord | 600
02-03-000123 | Bipolar foot switch | 810
02-03-000124 | Electric drill | 450
02-03-000125 | Projector | 600
02-03-000126 | Electronic drop computer | 300
02-03-000127 | Multi lamp | 600
02-03-000128 | Co2 laser | 270
02-03-000129 | Syring pump ivac 711 | 600
02-03-000130 | Sternum saw AESCULAP Type GA 148 Fabr Nr 651825 PTB, N/3 B/E-24737, AESCULAP Motor Type GA 140 | 270
02-03-000131 | Togarno film projector | 180
02-03-000132 | Head lights & their light sources (olympus) | 600
02-03-000133 | Loupes x4 | 450
02-03-000134 | Head light ( personal ) with light source | 600
02-03-000135 | Loups for cardiac surgery x4 | 270
02-03-000136 | Portable theater light chargable with battery | 900
02-03-000137 | Operating table | 1200
02-03-000138 | Bulb (light bulb)ge u .s.a for head light of piling No.82 dnf 21 v 150 w | 1200
02-03-000139 | Surgical electrical blanket adult warmer machine + temperature probes | 900
02-03-000140 | Head light + light source | 600
02-03-000141 | Bed side monitors | 1200
02-03-000142 | Syring pump without sensor infusion machine ,portable , battery rechargable , fit with 50cc syring & 20cc syring . | 600
02-03-000143 | Thorcoscope adult surgical set. | 270
02-03-000144 | Syringe pumps | 600
02-03-000145 | Operating theater-portable light (work on batteries and rechargeable) | 900
02-03-000146 | Light source-air insufflation | 270
02-03-000147 | Cusa ultrasonic dissector for liver surgery | 270
02-03-000148 | Head lamps for mini- Laprotomy procedures | 600
02-03-000149 | Overhead projector | 600
02-03-000150 | General Trolley | 2400
02-03-000151 | Sling Patient - Transfer | 750
02-03-000152 | slide projectors | 750
02-03-000153 | Video ass.thorascopy and all surgical accessories | 180
02-03-000154 | Barons apparatus | 240
02-03-000155 | Celling light + surgical lights | 900
02-03-000156 | Surgical bed (ICU beds) | 1500
02-03-000157 | Rescusitation system including troley | 900
02-03-000158 | Togarno film projector | 270
02-03-000159 | Pressure monitor device | 900
02-03-000160 | Head lamp (luminator ,fiber optic light source catalogue No. 52-1202 input volts 250 50 HZ , input current 1.75 serial No. 138 | 300
02-03-000161 | Respirtory humidifier with cautery plates & cautery wires | 300
02-03-000162 | Operative movable tables | 900
02-03-000163 | Thoracoscope with complete surgicel set | 270
02-03-000164 | Operating room portable light | 900
02-03-000165 | Thorascopy(full set)video assisted | 210
02-03-000166 | Resuscitation trolley with external&internal pedal | 600
02-03-000167 | Staples for vascular surgery full set | 600
02-03-000168 | Projector24 Volt 75 W | 270
02-03-000169 | Xenon light source | 270
02-03-000170 | Electrosurgical unit | 450
02-03-000171 | Electrosurgical unit UES 10 | 240
02-03-000172 | Manual disinfector TD 20 | 750
02-03-000173 | Electrosurgical Accessory | 270
02-03-000174 | Drip counter | 1800
02-03-000175 | Magnification loops | 600
02-03-000176 | Ascending albarrhan for G125,G117 (cod green ,G155)(code red,G151) | 180
02-03-000177 | Ascending albarrhan double for sheath green G117(code green,G152) | 180
02-03-000178 | Perforated obturator(code for G117) | 180
02-03-000179 | Perforated obturator(code for G121) | 210
02-03-000180 | Universal bridge(code G154) | 240
02-03-000181 | Loops for resection and biopsy(code 24 Fr,M224,012) | 1200
02-03-000182 | Obturator for sheath 8415(code 24 Fr,8411) | 210
02-03-000183 | Accessories(code 2160) | 180
02-03-000184 | Gawood twin horn bridge(code for 25 Fr sheath) | 180
02-03-000185 | Gawood twin horn bridge(code for 21 Fr sheath) | 180
02-03-000186 | Liquid transmission for all | 180
02-03-000187 | U.V.Box | 210
02-03-000188 | Examination torches | 3600
02-03-000189 | Stryrier surgical projector | 210
02-03-000190 | Puva | 210
02-03-000191 | Skin aditing | 210
02-03-000192 | Dermojet | 300
02-03-000193 | Microdrill | 270
02-03-000194 | Humidair | 270
02-03-000195 | Electrosurgical unit UES-20 | 300
02-03-000196 | Papillotomy knife(wire guided type) HD-6G10Q--19Q-1 | 600
02-03-000197 | OES Xenon light source(CLV-S20) | 300
02-03-000198 | Celing light | 600
02-03-000199 | Instrument used to sterilize food and clothing to the patient after bone marrow transplant. | 180
02-03-000200 | Cryosugery by liquid nitrogen | 270
02-03-000201 | Bone marrow appartus for adalt | 450
02-03-000202 | Bone marrow appartus for child | 450
02-03-000203 | Gixed (operating projector) | 240
02-03-000204 | Shadow less lampe celling electric | 450
02-03-000205 | Portable operating lampe | 600
02-03-000206 | Cryotheraby for liver tumours (Erba) | 300
02-03-000207 | Head lampe with camera | 300
02-03-000208 | High speed (dantal-like) drill-air driven | 210
02-03-000209 | High speed (dantal-like) drill-electrical | 210
02-03-000210 | Electrical syring pump | 600
02-03-000211 | Oparating theatre ceiling light | 600
02-03-000212 | Conver table oparating table | 450
02-03-000213 | Thorascope | 180
02-03-000214 | Surgical set for motor operation | 300
02-03-000215 | Babcock - delaitre with ratchet | 600
02-03-000216 | Desplantez forcops flat Jaws atraumatic with ratchet | 600
02-03-000217 | Wattiez forceps | 600
02-03-000218 | Scissors with teeth , blunt | 900
02-03-000219 | Coagulating scissors Insulated | 900
02-03-000220 | Babcock - delaitre forceps | 900
02-03-000221 | Duval forceps | 900
02-03-000222 | Forceps round jaw | 900
02-03-000223 | Bipolar forceps for coagulation and dissection | 900
02-03-000224 | Intestinal clamps different shapes | 2250
02-03-000225 | Atraumatic forceps,fenestrated jaws | 1800
02-03-000226 | Forceps driving kont 5mm | 900
02-03-000227 | Knot guide | 1080
02-03-000228 | Drouard scisser with driving knot instrument 5mm | 750
02-03-000229 | Needle laparoscope holders 5mm of different jaws,automatic | 750
02-03-000230 | Automatic valve trocar 5,10,12 &sleeve at least | 750
02-03-000231 | Trocars 5,10,12&sleees | 750
02-03-000232 | Sealing caps for sheath of trocar | 750
02-03-000233 | Coagulating hook electrode,insulated without suction | 600
02-03-000234 | Unipolar &biopolar connecting cables | 600
02-03-000235 | coagulating spatula | 600
02-03-000236 | Nouaille liver retractor 5mm,10 mm | 600
02-03-000237 | Retractor with 3 movable blades 5mm,10mm | 750
02-03-000238 | Monopolar hook | 600
02-03-000239 | Suction & irrigation pump machine for laparoscopy | 450
02-03-000240 | Suction & irrigation cannula | 750
02-03-000241 | ERCP video scope with all accessories | 300
02-03-000242 | Video scope gastroscope &colonoscope | 300
02-03-000243 | Video scope bronchoscopy | 210
02-03-000244 | Fiber optic OGD with the parts for injection-scler othespy | 600
02-03-000245 | Operating ceiling lamp with accessory bulbs and spare parts | 750
02-03-000246 | Operating table for spine surgery | 270
02-03-000247 | Operating theater table , multi prpose (sitting neurosurgical position lithotomy and orthopaedic position)including facllities for intra-operative imaging,with accessories | 600
02-03-000248 | horizantal autoclave with access.and spare parts | 900
02-03-000249 | vertical autoclave with access.and spare parts | 900
02-03-000250 | cautary type 151 bNo.85344,220v,50/60 HZ850VIA,0.5 MHZ, P= 3WATT , DE0750 | 600
02-03-000251 | infusion pump | 900
02-03-000252 | Beds(Coureus ohio infant) | 9
02-03-000253 | Liver paranchymal dissecting machines:- cusa knife | 10
02-03-000254 | Argon beam coagulater | 10
02-03-000255 | Harmonic knife | 10
Plastic Surgery
02-03-000256 | Dermojet Injector | 240
02-03-000257 | Suction Lipectomy units & Cannula set | 180
02-03-000258 | Dermacariers skin graft carries 2 to 1 , 3 to 1 expansion ratio cat no 2195 -14 | 1500
02-03-000259 | Electrical Drills for hand surgery fitting for saws dermabraders & maxillo facial surgery | 270
02-03-000260 | Operating Panoramic Loops for micro surgery- magnification x 3 - x6 with head frame or spectacle x4x5 | 300
02-03-000261 | Electric dermatomes | 210
02-03-000262 | Electric skin graft dermatoms with accessories | 210
02-03-000263 | Liposuction instrument (Illouse Cannulas) High Vacume Sucker & its cannulas | 180
02-03-000264 | Doppler Ultra Sonography for peripheral vesseles. | 180
02-03-000265 | Thermocouples & Photoplethmsmography | 180
02-03-000266 | Hair Implantation instruments | 180
02-03-000267 | Dermabrasion set & Its Motor | 180
02-03-000268 | Laser mahine for skin lesion use | 210
02-03-000269 | skin biopsy apparatus | 210
02-03-000270 | Patient transfere trully | 600
02-03-000271 | Hydraulic stool | 2400
02-03-000272 | Operating chair | 600
02-03-000273 | Beds for patient | 4500
02-03-000274 | Bath with jet spray | 210
02-03-000275 | Ultrasonic liposuction unit with cannulas | 180
02-03-000276 | Training microscope for plastic surgery | 210
02-03-000277 | Operating microscopes for plastic surgery | 180
02-03-000278 | Comedon extractor | 270
02-03-000279 | Instrument trolley | 300
02-03-000280 | Electrolysis machine | 270
02-03-000281 | Bipolar diathermy | 300
02-03-000282 | Air bed sheets (matterss). | 600
02-03-000283 | Fluidized air beds | 600
02-03-000284 | Table top Microscope | 180
02-03-000285 | Holmium Laser | 180
02-03-000286 | Laser Flowmeter | 180
02-03-000287 | U/S for lipectomy | 210
02-03-000288 | Hand dynamometer | 210
02-03-000289 | Microsurgical workshop for plastic surgery | 180
02-03-000290 | Endoscopic Equipment for plastic surgery (Varrious instruments) for hand surgery, facial surgery, breast surgery. | 180
02-03-000291 | Burn patients bathing system Transfer trolley-hydrolic or electrical | 300
02-03-000292 | Bathing trolley on castero plastic padding foldoble sides adjustable height drainage basis | 300
02-03-000293 | Shower system-heating &jet water spray | 300
02-03-000294 | Argon gas diathermy | 180
02-03-000295 | Electric bath for burn | 270
02-03-000296 | Lazer machine for superfacial skin lesion | 240
02-03-000297 | Plastic surgery instruments set | 270
02-03-000298 | Operating microscope for micro vascular surgery | 210
02-03-000299 | Mesh graft | 300
Medicin
02-03-000300 | Nebulizer Sets.electric Complete with spare | 6000
02-03-000301 | Gastroscope + Standard set + ACC.(Child) | 270
02-03-000302 | Bronchoscope rigid | 240
02-03-000303 | Fibro - optic bronchoscope diagnostic + therapentic + video (type) | 360
02-03-000304 | Gastroscope +Standard set + ACC (Adult) fibroptic +video | 270
02-03-000305 | Oes. Lecturoscope Fiberoptic | 240
02-03-000306 | Sigmoidoscope rigid | 300
02-03-000307 | Colonoscope fibroptic video & accessories | 225
02-03-000308 | Esin biopsy forceps | 180
02-03-000309 | Valve esin biopsy | 300
02-03-000310 | 1- Endoscopic video system (complete)including (video system center , monitor , xenon Light source , video tape recorder keyboardvideo ` and moniter trolley , sucker , electro surgical uint , the following scopes :- (duodenoscope for E.R.C.P - standard , duodenoscope for E.R.C.P- therapeutic - wide channel , adult gastroscope , pediatric gastroscope , colonoscope , sigmoidoscope, choledochoscope , uitrasoic surgery system :-for lever surgery - complete set - with all accessories for ) | 900
02-03-000311 | Side viewing with accessories for ERCP and sphincterotomy knife and dormia basket and video or T.V set for teaching and camera for research and electrocautery | 240
02-03-000312 | New laproscope set with training course , diagnostic and therapeutic | 225
02-03-000313 | Appartus for ipratropium inhalation 500 mcg 12 ml unit dose | 360
02-03-000314 | Set in Endoscopic surgery for General Surgery (Cholecystectomy) | 150
02-03-000315 | Products for Scopes (olympus Type Jf & Tgf) | 120
02-03-000316 | 2-E.R.C.P. Cannula ( Standard Type) | 450
02-03-000317 | Stifftype | 750
02-03-000318 | Tapered/standard | 750
02-03-000319 | Tapered tube/long type | 750
02-03-000320 | Metal tip cannulation tube | 750
02-03-000321 | 3- Sphincterotomes:- Pull type monofilament wire assorted | 300
02-03-000322 | Pull type wire guided assorted | 240
02-03-000323 | Push type braided wire | 180
02-03-000324 | Pull type braided wire assorted | 180
02-03-000325 | 4-Balloon dilators assorted | 300
02-03-000326 | 5-Biliary stent sets1000 steate | 570
02-03-000327 | 6- Biliary stent Polythylene or expandable Size 10 F Length 8.5 cm | 405
02-03-000328 | -Size 10 F Length 10.5 Cm | 360
02-03-000329 | -Size 10 F Length 12.5 cm | 360
02-03-000330 | -Size 12 F . Length 8.5 Cm | 360
02-03-000331 | -Size 12 F . Length 10.5 cm | 360
02-03-000332 | -Size 12 F . Length 12.5 Cm | 360
02-03-000333 | 7-Biopsy Forceps:- Alligater jaws | 600
02-03-000334 | Fenestrated | 180
02-03-000335 | 8- Varices Injector - Reusable | 330
02-03-000336 | Instuments for endoscopy (Manefacturer):Trocar,size 6mm,color code,black,consisting of: 30160 P Trocar only, with pyramidal tip- cannula with multifunctional valve insufflation Length 10.5 cm | 660
02-03-000337 | Trocar,size 11mm,color code,green,consisting of: 30160 P Trocar only , with pyramidal tip- cannula with automatic valve insufflation stopcock Length 10.5 cm | 660
02-03-000338 | Reduction sleeve,reusable instrument diameter 5 mm trocar cannula O.D 11 mm color code; green | 480
02-03-000339 | REDDIK-OLSEN two suction and irrigation tube with central tube for laser fiber. | 375
02-03-000340 | Take-apart,rotating REDDICKOLSEN dissecting and Grasping forceps,insulated without ratchet, size 5MM length, 36 cm, doubl action jaws ,consisting of: A162-Insulated handles without ratchet , Insulated outher tube , insert REDDICKOLSEN dissecting and grasping forceps | 630
02-03-000341 | Take-apart,rotating REDDICKOLSEN dissecting an grasping forceps, insulated without ratchet, size 5MM length, 36 cm,double action jaws , consisting of: Insulated handles without ratchet , Insulated outher tube , insert REDDICKOLSEN dissecting and grasping forceps heavy jaws. | 630
02-03-000342 | Take-apart,rotating dissecting and grasping forceps,insulated with ratchet size 5mm,length, 36 cm,with 2 x 2 teeth jaws consisting of: Insulated handles with ratchet , Insulated outher tube , insert dissecting and grasping forceps with 2 x 2 teeth) | 630
02-03-000343 | SEMM‚Micro-dissecting scissors,curved left | 450
02-03-000344 | Take-apart,roting manhes scissors,insulated without ratchet, size 5mm, length 36mm,slim blades,single action jaws,consisting of: Insulated handles without ratchet , Insulated outher tube , insert MANHES scissors slim blades) | 450
02-03-000345 | Applier for ligating clips 26060 AL (medium, large) rotable through 360" with ratchet to lock the jaw part holding the clip, anti-reflex surface | 600
02-03-000346 | Titanium clips,medium-larg sterile box 16 cartridges 10 clips each, for use with applicator 26060 LR | 900
02-03-000347 | Take- apart,rotating hook scissors,insulated without ratchet size ( 5mm,length 36cm,single action jaws consisting of: Insulated handles without ratchet, Insulated outher tube , Insert grasping forceps,atraumatic.) | 675
02-03-000348 | Take- apart,rotating atraumatic grasping forceps insulated with (ratchet size 5mm, length 36cm,single action jaws consisting of: Insulated handles with ratchet , Insulated outher tube) | 675
02-03-000349 | Blood pressure puls auto INFL | 3000
02-03-000350 | Side viewing gastroscope for ERCP with T.V. set (video scope) | 180
02-03-000351 | Diathermy source for ERCP | 180
02-03-000352 | Papillotomy + stenting set | 270
02-03-000353 | Papillotomy scissor + snair + cath | 225
02-03-000354 | Surgical laparoscope for cholycystomy + intia – abdo diseases | 300
02-03-000355 | Trolley of laparascope unite | 225
02-03-000356 | Insuffulator | 225
02-03-000357 | Electric Diathermy | 180
02-03-000358 | Titanium clips | 54000
02-03-000359 | Disposable Trochars 5 mm,10 mm | 6000
02-03-000360 | Accessories for operating laparoscope Trocar sleeves 10mm (No.8923.023) | 1050
02-03-000361 | For trocar sleeves 10mm ( No. 8934.125) | 360
02-03-000362 | Vario-Port reducing adapter (No. 8923.801) | 600
02-03-000363 | Grasping forceps 5mm (No.8393.201) | 600
02-03-000364 | Biopsy forceps/Hook punch (No.8394.402) | 300
02-03-000365 | Grasping forceps 10mm (No. 2385.10) | 270
02-03-000366 | Scissors 5mm (No. 8393.001) | 3090
02-03-000367 | Hook electrodes 5mm (No. 8384.423) | 240
02-03-000368 | Suction irrigation tubes 5mm (No. 8384.732 ) | 570
02-03-000369 | Laparoscope telescope 10mm (No. 8934.412) | 180
02-03-000370 | Clip applicator 10mm (No.8389.911) | 1050
02-03-000371 | Verse cannula (No. 8302.15) | 1170
02-03-000372 | Verse cannula (No. 8302.12) | 1170
02-03-000373 | Verse cannula (No. 8302.08) | 1170
02-03-000374 | HT connecting cable (No.815.04) | 180
02-03-000375 | Dissectors 5mm (No.8393.202) | 240
02-03-000376 | Trocar sleeves 5mm (No.8921.123) | 270
02-03-000377 | Introducing sleeve (No.8389.991) | 270
02-03-000378 | Trocar sleeves 10mm (No. 8923.123) | 270
02-03-000379 | Trocar sleeves 10mm (No. 8921.123) | 300
02-03-000380 | High pressure connecting tube for Co2 (No.8170.802 ) | 240
02-03-000381 | Riwe-lens with c-mount connectors focus length F=27mm (No.85261.272) | 180
02-03-000382 | Fiber light cable length 2.3m (No.8061.453) | 150
02-03-000383 | Tubes forendo-irrigator | 180
02-03-000384 | Liga clip extra ligating clips, titanium | 60000
02-03-000385 | Electric and hot water Blanket (Pediatrics) | 360
02-03-000386 | Staple (Pediatric) for Bowelan stomosis | 150
02-03-000387 | Stands for gastroscope | 231
02-03-000388 | Laprascopic surgery complete set with all acce. & T.V circuit connection & VHS video recorder (operative). | 150
02-03-000389 | Suction pump Electric. with accessories and spare parts | 600
02-03-000390 | Mannual sucker | 600
02-03-000391 | Liver biopsy set | 2610
02-03-000392 | Crosby capsule | 900
02-03-000393 | Post-Operative pleural suction pump (High flow low pressure ,0-60 cm water vaccum , Electrical supply :- 220 Volts,50 Cycles.) | 288
02-03-000394 | Accessories for Post-Operative pleural suction pump (Complete tubing set & connections) | 225
02-03-000395 | Spare for Post-Operative pleural suction pump (Spare glass bottles) | 660
02-03-000396 | Aspirator (Sucker) for Child. | 900
02-03-000397 | Respiratory resuscitation bag with sucker for adult. | 900
02-03-000398 | Respiratory resuscitation bag with sucker for children. | 900
02-03-000399 | Adminstration set of volumetric pump. | 300
02-03-000400 | For the Endoscopy unit- endoscopic U/S, which could be also used in the operating theater for “per-operative hand held U/S”. | 180
02-03-000401 | Endoscopy:- Diagnostic Endoscopy: Video , Endoscopy unit comprising :- | 900
02-03-000402 | Radiology Apparratus:- Video for recording live. | 900
02-03-000403 | Indtant picture facility. | 900
02-03-000404 | Andio-Visual-Digital printing documentation. | 900
02-03-000405 | Computer - printer for Logging &Report filing. | 900
02-03-000406 | Mobilecart for the above. | 900
02-03-000407 | Adaptor - converter for eye piece of other fibrescopes that can be used &take advantage of the above. | 90
02-03-000408 | Enteroscope (small intestinal 2 m scope) | 120
02-03-000409 | Sigmoidoscope fiber optic | 240
02-03-000410 | Colonoscope:- long | 270
02-03-000411 | Intermediate | 180
02-03-000412 | Mother & Baby fibrescopes for ERCP:- | 90
02-03-000413 | Mother scope TJF M-20 (channel 5mm) , Baby scope CHF B-20 | 72
02-03-000414 | Therapeutic Endoscopy:- Gastroscope front viewing (Double Channel) wide bore. | 120
02-03-000415 | Duodenoscope side viewing for ERCP manipulation & endoscopybiliary stenting:- 3.2mm channel | 120
02-03-000416 | 4.2 mm channel | 90
02-03-000417 | 5 mm channel | 90
02-03-000418 | Colonoscopy (double channel) for polypectomy & other endoscopy therapeutic procedures:- long (L) | 180
02-03-000419 | Endoscopic Accessories General:- Endoscopy cautery system | 198
02-03-000420 | Endoscopy cabinet with lock for storage of fibrescopes | 240
02-03-000421 | Endoscopy hanger cart for safe placement of fibrescopes | 270
02-03-000422 | Endoscopy maintenance unit | 270
02-03-000423 | -Endoscopy fibrescope washer . | 240
02-03-000424 | Leakage tester | 150
02-03-000425 | Heat probe unit (HPU) | 150
02-03-000426 | Endoscopic Needle for inj. of varices & bleeding peptic ulcers. | 1350
02-03-000427 | Suction - Band (Multifire) varices ligator | 900
02-03-000428 | -Overtubes for sclerotherapy . | 300
02-03-000429 | -Stiffening device for colonscopes . | 210
02-03-000430 | Camera for Endoscopic still picture facility. | 207
02-03-000431 | -Brush cytology endoscopic cannula . | 600
02-03-000432 | ERCP Accessories:- Endoscopic Lithotriptor. | 150
02-03-000433 | Miscellaneous Accessories :-( Oesophageal PH probe & recording device for ambulatory PH , monitoring ) | 120
02-03-000434 | Hemorrhoid sucktion-ligation banding instrument:complete with cone,rubber bands,& tubing. | 270
02-03-000435 | Bandage for above | 30000
02-03-000436 | Choledochoscope | 189
02-03-000437 | Intra operative ultrasound for abdominal surgery | 90
02-03-000438 | Endoscopic ultrasound probe | 180
02-03-000439 | Laproscopic ultrasound probe | 300
02-03-000440 | Gastrointestinal staplers all versions for anastamosis | 1500
02-03-000441 | Laser liver resection set or ultrasonic or water jet. | 90
02-03-000442 | Deaver retractors with mounted light | 150
02-03-000443 | Spare lamps for CLVFIO | 600
02-03-000444 | Clip fixing device HX - SLR-1 | 300
02-03-000445 | Hot biopsy forceps | 360
02-03-000446 | Endoscopic ligating device compatable | 480
02-03-000447 | Scution floyp trop : a- Distal attachment | 120
02-03-000448 | b- Suction folyp trop. | 90
02-03-000449 | Sclero therapy balloon | 300
02-03-000450 | Dissectron knife&instrument for liver resection | 300
02-03-000451 | Sterilizer’s for the endoscopes cidex | 3525
02-03-000452 | Side viewer (4.2m) upper and videscope+Baby scopes ERCP for +full access. | 150
02-03-000453 | Expandable stents Biliary | 750
02-03-000454 | Oesophageal stents | 750
02-03-000455 | Intestinal stents | 510
02-03-000456 | Percutaneous choledoscopes | 90
02-03-000457 | Endoscopic ultrasonography | 90
02-03-000458 | Washing machine for endoscopy | 180
02-03-000459 | Injectors for sclerotherapy | 1050
02-03-000460 | Endoscopic access.:- Guid wire | 1050
02-03-000461 | Stents | 600
02-03-000462 | Dilators | 240
02-03-000463 | Achalasia Dilator | 300
02-03-000464 | Predsol enema | 19575
02-03-000465 | Mesdamine Enema | 51000
02-03-000466 | Band ligation device | 300
02-03-000467 | Interventional radiology acc.:- Stents for biliary drainage with PTC drainage. | 900
02-03-000468 | PTC extraction. | 750
02-03-000469 | T.I.P.S trans jugular hepatic and interventional | 450
02-03-000470 | Balloon for dilatation | 480
02-03-000471 | Embolisata kit | 270
02-03-000472 | I.V.C filter | 750
02-03-000473 | Fine needle biopsy kit | 2100
02-03-000474 | Oesophageal manometry | 150
02-03-000475 | Gastric PH manometry | 150
02-03-000476 | Video printer | 180
02-03-000477 | Laser slide view | 180
02-03-000478 | Zimmon endoscopic biliary stent sets & stents | 240
02-03-000479 | Cotton-feang biliary stents sets | 240
02-03-000480 | Tubing of biliary size 10F,1meter length | 240
02-03-000481 | Tubing of biliary size 12F,1meter length | 240
02-03-000482 | Shark fin sphincterotom with handle wire . | 225
02-03-000483 | Cremer-IKEDA sphincterotom with handle PT-30-3.5-d | 225
02-03-000484 | Cremer-IKEDA sphincterotom with handle PT-20-3.5-d | 225
02-03-000485 | Wire guided sphincterotomes PTG -30-7 | 900
02-03-000486 | Double lumen balloon stone extractor cathetersPVL-4.8-200 | 180
02-03-000487 | Double lumen balloon stone extractor cathetersPVL-4.8-200 | 240
02-03-000488 | Balloon dilator catheter PEG-3.0-28-200-4-2-1.0 | 240
02-03-000489 | Tripple lumen biliary motility catheter BMC….1 | 300
02-03-000490 | Biopsy forceps Ellipsiod with needle (fenestrated/ rotabale) | 300
02-03-000491 | Biopsy forceps swing jaw with needle (fenestrated/ rotabale) | 300
02-03-000492 | Grasping forceps-RUBBER Tipped | 450
02-03-000493 | Grasping forceps-Rat Tooth | 450
02-03-000494 | Grasping forceps-Rat Tooth-Alligator Jaws | 450
02-03-000495 | Grasping forceps-JUMBO RAT Tooth-Alligator Jaws | 540
02-03-000496 | Grasping forceps-Tripod type | 540
02-03-000497 | Grasping forceps -Pentopod type | 540
02-03-000498 | Grasing forceps-Basket (A-set) | 540
02-03-000499 | Grasing forceps-Basket (B-set) | 600
02-03-000500 | Surgical scissors (FS) | 1200
02-03-000501 | Suture cutting forceps (FS) | 450
02-03-000502 | Loop cutting forceps | 240
02-03-000503 | Hot Biopsy forceps (FD)- forceps (A-set) | 240
02-03-000504 | Hot Biopsy forceps (FD)-Main body | 240
02-03-000505 | Polypectomy snare for long colonoscope | 450
02-03-000506 | Heat probe (flexible probe) | 225
02-03-000507 | Diathermy cutter (needle type A*B) | 270
02-03-000508 | Washing pipe - standard | 240
02-03-000509 | Clip fixing device (clip device) | 240
02-03-000510 | Rotatable clip fixing device (clip device main body) | 270
02-03-000511 | Clips single use (pack of 50 clip) | 270
02-03-000512 | Variceal ligating device- Vari Loop-main body | 300
02-03-000513 | Variceal ligating device- Vari Loop-handle | 300
02-03-000514 | Variceal ligating device-loops | 300
02-03-000515 | Injection needles for sclerotherapy 4mm long | 750
02-03-000516 | Injection needles for sclerotherapy 6mm long | 750
02-03-000517 | Injection needles for sclerotherapy 8mm long | 750
02-03-000518 | Injection needles-reusable sheath 4mm | 750
02-03-000519 | Injection needles-reusable sheath 6mm | 750
02-03-000520 | Cleaning brushes | 600
02-03-000521 | Distal attachment ( to aid mucosal resection) | 225
02-03-000522 | Suction polyp trap | 225
02-03-000523 | Emergency mechanical lithotriptor (A set) &coil sheath | 225
02-03-000524 | Uitrasonic gasrovideoscope (GF -UMQ 200 ) | 180
02-03-000525 | Color video printer UP-2850 P/2800 P/2300 P | 180
02-03-000526 | Electrosurgical unit UES-20 | 180
02-03-000527 | OES Xenon light source (CLV-S 20) | 180
02-03-000528 | Endoscopic photography equipment (OES instant camera ) | 225
02-03-000529 | Close circuit TV | 300
02-03-000530 | Schling test instrument C24 hr. urine sample) | 225
02-03-000531 | Operating Laparascope including:- Telescope 6 mm with trocam and xenon light sonar with all accessories | 240
02-03-000532 | Oesphageal bougies full size set | 240
02-03-000533 | Duodenoscope for E.R.C.P.-therapeutic wide channel | 240
02-03-000534 | Endotherapy products | 180
02-03-000535 | Endoscopic suction pump KV2 | 180
02-03-000536 | Endoscopic photography equipment (OES instant camera ) | 180
02-03-000537 | Endotherapy system | 180
02-03-000538 | Heat probe unit HPU | 240
02-03-000539 | Endoscopic washer EW 20 | 240
02-03-000540 | Laparoscope | 240
02-03-000541 | Weight & length measurment | 225
02-03-000542 | Mobile endoscope stand | 600
02-03-000543 | Mounting for endoscope hunger | 600
02-03-000544 | Endoscopic mucosal resection) distal attachment MH-462,463,464,465,466,483 | 450
02-03-000545 | Endoscopic photography equipment (OES instant camera) | 240
02-03-000546 | Medical balance | 240
02-03-000547 | Personal body weight balance | 300
02-03-000548 | Oesphaga- gastro duoduscopybougies full size set | 240
02-03-000549 | Stey linq gun | 225
02-03-000550 | Nasal gastroscope | 225
02-03-000551 | Ultracison for laparoscopic surgery ethicon endo-surgery including all scissors (Dissectors , Coagulants) | 240
02-03-000552 | Liga sure for Laparoscopic surgery Vessel sealing system including (Bipolar & unipolar) connection & all access. | 225
02-03-000553 | Grasping forceps with multiple atraumatic teeth | 225
02-03-000554 | Manhes grasping forceps with ratchet and one pair of teeth | 240
02-03-000555 | Lecuru-needle holder scissors | 240
02-03-000556 | Laparoscopic needle holder | 180
02-03-000557 | Johann forceps , fenestrated Jaws , atraumatic with ratchets | 180
Dental
02-03-000558 | Dental unit and Chair. | 18414
02-03-000559 | Mobile dental unit | 4716
02-03-000560 | Dental clinic cabinets | 3708
02-03-000561 | Dental stool ,asistant stool | 9558
02-03-000562 | Contra angle H.P for Portable unit. | 22968
02-03-000563 | Striaght H.P For portable Unit. | 9468
02-03-000564 | Turbine H.P. | 9468
02-03-000565 | Cartridge for turbine (Morita, NSK, Kavo, Yoshida,W.H.) | 45468
02-03-000566 | Laboratory H.P. heavy duity. | 7650
02-03-000567 | Hand peice care unit | 22959
02-03-000568 | Mobile dental cabinets | 13689
02-03-000569 | Air compressor for dental radiography system. | 9180
02-03-000570 | Laboratory compresser ( Oilless 7 Bar). | 4644
02-03-000571 | Computerizad radiography dental unit | 2340
02-03-000572 | Panoramic & cephalo metric X-Ray unit. | 324
02-03-000573 | Dental X-Ray Unit | 13590
02-03-000574 | Orthopantomogram x-ray unit | 1440
02-03-000575 | Cephalometric x-ray unit | 1413
02-03-000576 | Dental film processing unit. | 9216
02-03-000577 | Large size film processing unit | 711
02-03-000578 | X-ray viewer with holder assorted sizes | 8316
02-03-000579 | Dental laser system | 300
02-03-000580 | Cryo surgery unit for dental use | 300
02-03-000581 | Arthroscope for T.M.J examination | 360
02-03-000582 | Implant surgical unit | 1530
02-03-000583 | Universal milling machine | 1485
02-03-000584 | Autoclave for dental use | 13914
02-03-000585 | Portable sucker with accessories. | 22914
02-03-000586 | Surgical sucker | 9324
02-03-000587 | Pressure moulding machine.(Bioplast pressure moulding machin & Impretion pressure moulding machin) | 4608
02-03-000588 | Orthodentic spot welder & solder | 1050
02-03-000589 | Apex locater | 1530
02-03-000590 | Ultrasonic canal cleaning system | 1560
02-03-000591 | Pulp-Tester chargable . | 6498
02-03-000592 | Oven for heating cutta perchas | 1200
02-03-000593 | Thermo placte sized culta pereha unit (Obtura ) | 1200
02-03-000594 | Glass beads strerilizer | 2100
02-03-000595 | Ultrasonic scaler . | 14598
02-03-000596 | Dental cavitron unit | 4689
02-03-000597 | Sulcus or pocket irrigator ( subgingival irrigator) | 1440
02-03-000598 | Electronic tooth mobility measurment ( periotest ) | 1200
02-03-000599 | Electronic tooth brush | 46755
02-03-000600 | Visible light cure unit. | 13680
02-03-000601 | Amalgamator | 13680
02-03-000602 | Drying and soldification unit | 900
02-03-000603 | Ceramic furnace fully program | 1050
02-03-000604 | Preheated furnace | 9054
02-03-000605 | Furnaces assorted | 6363
02-03-000606 | Complete dental lab | 1500
02-03-000607 | Polytrimmer unit with Tools. | 2250
02-03-000608 | Model Trimmer . | 6381
02-03-000609 | Polishing lath. | 19800
02-03-000610 | Polishing Pot. | 38430
02-03-000611 | Heavy duity micromotor | 18639
02-03-000612 | Vibrator ( Large , Small) | 22680
02-03-000613 | Induction casting machin | 900
02-03-000614 | Mannual centrifuge. | 3645
02-03-000615 | Sand blast unit. | 4581
02-03-000616 | Hydraulic press (Bench Press ) | 4626
02-03-000617 | Soldering table with adjustable holders. | 9081
02-03-000618 | Dental cook unit(wax boiling out). | 1500
02-03-000619 | Pressure polymerization unit (poly clave). | 4671
02-03-000620 | Polymerization unit complete(light) | 1800
02-03-000621 | Stand for dental Engin. | 9342
02-03-000622 | Cutting equipment / chrome cobalt. | 1200
02-03-000623 | Survyor with accessories for laboratory work. | 1872
02-03-000624 | Ultrasonic cleanear and reagents. | 2826
02-03-000625 | Electric bath and reagents with standard accessories. | 900
02-03-000626 | Electrolytic polishing Unit. | 1260
02-03-000627 | Electrolytic polishing reagents with standeard accessories . | 990
02-03-000628 | Vaccume mixing unit | 9126
02-03-000629 | Wax heating unit | 1500
02-03-000630 | Electric wax knife | 4626
02-03-000631 | Hydro solder (electronic ) and reagents assorted with standeard asseccories. | 1500
02-03-000632 | Kerossen brinz burner. | 2475
02-03-000633 | Mixing capsule for amalgamator | 14859
02-03-000634 | Kinetic cavity preparation | 2100
02-03-000635 | Implant boy on wheels | 990
02-03-000636 | Stand on wheels for implant micromotor | 1035
02-03-000637 | Automatic crown remover | 3312
02-03-000638 | Occlusal analysis system (computerized ) | 2349
02-03-000639 | Targeted electronic anesthesia device | 750
02-03-000640 | Duplicating unit | 990
02-03-000641 | Titanium casting unit | 750
02-03-000642 | Quality control x - ray unit for titanium casting | 750
02-03-000643 | Laser welding unit | 750
02-03-000644 | Prosthetic work table with extractor motor | 2490
02-03-000645 | Laboratory portable dental suction unit | 900
02-03-000646 | Mucous membrane thickness measuring device | 600
02-03-000647 | Plague indicator & registration device | 600
02-03-000648 | Endo analyser with accessories | 1650
02-03-000649 | Ultrasonic canal cleaning system | 1650
02-03-000650 | Pulp tester (chargable) | 6750
02-03-000651 | Oven for heating gutta percha (obturation) | 990
02-03-000652 | Glass beads sterilizer | 990
02-03-000653 | Electronic tooth mobility measurment | 1035
02-03-000654 | Oral irrigator | 1980
02-03-000655 | Subgingival pocket irrigator | 2880
02-03-000656 | Powder-water spray instrument (prophy-jet) | 6489
02-03-000657 | Dental Drill Burr | 1800
02-03-000658 | Polymerization vessel for laboratory use (chemical cure type) | 2250
02-03-000659 | Extraoral polymerization unit ( light cure type) | 2250
02-03-000660 | Indirect polymerization material kit (composit and ceramic) | 9000
02-03-000661 | Programmable microplate reader | 1500
02-03-000662 | Dental engine | 1500
02-03-000663 | Dental cryo unit | 1500
02-03-000664 | Stright hand pice | 900
02-03-000665 | Desmars retractor | 1800
02-03-000666 | Microwave Oven | 900
02-03-000667 | Oven for backing(acrylic) | 900
02-03-000668 | W & H MF- Perficta " E-Type " with "E" - Motor with ISO Coupling . Clockwise/Anticlockwise, 220-240V,2.000-35000 RPM,Power OUTPUT 95W | 540
02-03-000669 | W& H 301Assisting plus cleaning an LUB.Cat.NO. 0030140 | 270
02-03-000670 | W&H TReND Tc-80RM Turbine with Standard 4- Hole Connection (instead of 190RM Turbine Hand Piece .Cat.NO. 10018001 | 5400
02-03-000671 | W&H WD-58 Contra Angle 1:1 Latch-Type(instead of 158 Contra Angle Handpiece) | 1800
02-03-000672 | W&H Hhavy Duty lab.Handpiece Cat.NO.9200500 | 4500
02-03-000673 | Denti Dental Endosteal implant System . Denty implant Complete System instrument Set .5.1 instruments for implant Body Placement .5.2 instrument for implan and for superstructures .5.3 supplementary nstruments. | 150
02-03-000674 | Screw root form implant (Assorted ) implant to be implante by One - Stage Operating 2.1.1 DIA 2.35mm Threaded red -form (or needle) implant . 2.2.1 DIA3.4mm Screw Root form implant for one - stage Operating.2.2.2 DIA 4mm Screw Root form implant for one - stage Operating. 2.2.3 DIA 4.5 mm Screw Root form implant for one - stage Operating . | 3600
02-03-000675 | Necks, abutments, and laboratory accessories (Assorte) . 4.2 Neck (or permucosal extensions) and Abutments (or heads).4.2 Laboratory ACC. | 3750
02-03-000676 | W&H 9926SPS/220V-240V ELCO -MED 200 operating -unit cpl.200-50.000 RPM | 150
02-03-000677 | 28135 Special motor with mounted connection cable , 180 CM | 150
02-03-000678 | Set of W&H Contra Angles an Handpieces for implantology , consisting of each 1 piece:-S11 Surgical hanpiece,Short, 1:1 .-SL11Surgical hanpiece,long,1:1.-985AE Surgical contra angle ,10:1. -986 AE inco/Exco contra angle ,10:1.-975AE Surgical contra angle,20:1.-988E/KN Surgical contra angle ,40:1. | 150
02-03-000679 | W&H MF-Perficat "E-TYPE" WITH "E" - Motor with ISO- Copling , clockwise/ anticlockwise,220-240V ,-35.000 RPM power output 95 w. | 900
02-03-000680 | W&H AC -20RM AIR MOTOR, STANDARD 4-HOLE | 1800
02-03-000681 | w&h -/04e roto quick-cpling with standard 4- hole connection | 1800
02-03-000682 | Dental analgesia device | 6000
Urology & Kidney
02-03-000683 | Paediatric cytoscope | 300
02-03-000684 | Urology electrosurgical unit | 300
02-03-000685 | Adult cystoscope & biopsy set with accessories ,all sizes. | 450
02-03-000686 | Neonatal cystoscope | 360
02-03-000687 | Adult resectoscope (24, 27 fr) | 600
02-03-000688 | Pediatric resectoscope set (10,11,12,13) Fr | 300
02-03-000689 | Light Cable. | 600
02-03-000690 | Cold Light source. | 450
02-03-000691 | Pediatric Telescope (0,5,12,30,70). | 600
02-03-000692 | NeonatalTelescope( 0,5,12,30,70) | 450
02-03-000693 | Adult-Telescope(0,12,25,30,70,120). | 900
02-03-000694 | Catheter-Deflection Machine (aiberran) | 450
02-03-000695 | Telescope bridge without instrument channel | 600
02-03-000696 | Telescope bridge with (1) instrument channale | 450
02-03-000697 | Telescope bridge with (2) instrument channel | 450
02-03-000698 | Adult optical urethrotome set +additional knives | 600
02-03-000699 | Pediatric optical urethrotome set +additional knives | 600
02-03-000700 | Adult otis urethrotome set | 450
02-03-000701 | Pediatric otis urethrotome set | 450
02-03-000702 | Hurtle urethrotome for female urethra | 450
02-03-000703 | Stone Punch forceps | 600
02-03-000704 | Stone crushing forceps | 600
02-03-000705 | Flexible adult cystoscope | 450
02-03-000706 | Flexible pediatric cystoscope | 450
02-03-000707 | U/S Lithotrite set with probes | 600
02-03-000708 | Electro-hydraulic lithotrite set with probes | 300
02-03-000709 | Teaching endoscope eye piece | 300
02-03-000710 | Pirmajer-leuch bladder prostatic model | 600
02-03-000711 | Contineous flow transfere pump. | 600
02-03-000712 | Lithoclast system | 450
02-03-000713 | Laprascopic urology set (Operative) (Camera, monitor, video, CO2-insufflator, accessories) | 450
02-03-000714 | Gas sterilizer for endoscopes | 600
02-03-000715 | Cup biopsy forceps | 300
02-03-000716 | Contineous flow laser cystoscope complete set | 360
02-03-000717 | Set for photodynamic examination of bladder. | 450
02-03-000718 | Head light illumination | 450
02-03-000719 | Wing electrode | 540
02-03-000720 | EVAP electrode barrel shaped , with profile | 450
02-03-000721 | Roller suction pump for urology | 600
02-03-000722 | RECOMMENDED SPARE PARTS Spare glass jar (without support & stopper ) for above | 600
02-03-000723 | Set of tubes with coded connectors for above | 600
02-03-000724 | Guide tube with lateral opening , for inserting a 16 Fr. Ballon catheter | 600
02-03-000725 | Solid stricture scalpel half - moon blade | 750
02-03-000726 | Solid stricture scalpel with wave edge | 750
02-03-000727 | Solid stricture scalpel lancet blade | 750
02-03-000728 | Solid stricture scalpel sickle shaped blade | 750
02-03-000729 | PERCUTANEOUS NEPHROSCOPE BY B23MARBERGER complete set | 450
02-03-000730 | Operating sheath 27 Fr. With revolving irrigation cock | 450
02-03-000731 | Operating telescope panview , 25 charr | 450
02-03-000732 | Stone forceps for extraction of larger fragments | 600
02-03-000733 | Three - pronged grasper self - closing | 750
02-03-000734 | Spare grasper by 8962.67 | 600
02-03-000735 | GUIDE WIRES Guide wire for use with ureteric bougies , pack of 3 , in individual sterile package | 2250
02-03-000736 | TELESCOPE RETROGRADE FOR NEPHROSCOPE Panview plus working telescope , new generation , 110 degree , 4mm | 600
02-03-000737 | Panview plus working telescope , new generation , 70 degree , 4mm | 450
02-03-000738 | PUNCH LITHOTRIPTOR BY FROHMULLE Working element for punch lithotripsy | 450
02-03-000739 | HIGH PERFORMANCE RESECTOSCOPE FOR 4MM TELESCOPE25 DEGREE , OVAL WITH INTERMITTENT IRRIGATION BY MARBERGER Panoview plus working telescope , new generation ,25 degr.4mm | 450
02-03-000740 | Working element passive cutting action with closed handle , for highperformance resectoscope by Marberger ,oval for telescope 4mm 12 & 25 degs | 600
02-03-000741 | Resectoscope sheath , by Marberger , 25,5 Fr., oval with central two way tap & insulated oblique distal end | 600
02-03-000742 | Visual obturator 25 ,5 Fr . | 600
02-03-000743 | Monopolar connecting cable ,3m longfor units | 600
02-03-000744 | Fiber light cable length 2,3m,fiber bundle diam.3,5mm | 450
02-03-000745 | RESECTOSCOPE CONTINUOUS IRRIGATION DOUBLE SHEATH 27FR.,FOR TELESCOPE4mm,0DEGREE Panoview plus working telescope , new generation ,25 degr.4mm | 600
02-03-000746 | Outer continuous irrigationsheath passive cutting action with closed handle ,for high-performance Resectoscope by Marberger,oval,for telescope4 mm,0,5,12 and 25 degs. | 600
02-03-000747 | Outer continuous irrigationsheath 24 ,Fr.,with automatic locking mechanism,and oblique distal tips colour code;yellow;for telescopes 4mm,0,5,12 and 25 degs. | 600
02-03-000748 | Inner continuous generation sheath,24,Fr.,with automatic locking mechanism,,rotatable irrigation ring,and oblique distal tips with ceramic insulation ;material;titanium/high grade steel/ceramic;colour code:;yellow;for telescopes 4mm,0,5,12 and 25 degs. | 600
02-03-000749 | Obturator 24Fr.,timberlake | 450
02-03-000750 | Monopolar connecting cable ,3m long for units | 450
02-03-000751 | Wing electrode for combined cutting and vaporization,loop 0,8 mm wire ,flatted down below. | 900
02-03-000752 | Cutting electrode 0,35 mm wire ,for 25 degree lens Transporter (for Resectoscope according to Marberger) | 2250
02-03-000753 | EVAP-roller electrode,barrel shaped,with profile | 900
02-03-000754 | URETERO-RENOSCOPE Fiber Uretero-Renoscope compact, autocal,by Marberger,10 degr.with offset eyepiece,8/9,8 Fr.distal scheath 8 Fr.oval channel for accessory instrument 5 or 2x3 Fr. Working length 425 mm,consisting of :8708 .403, double instrument port (8952.313 )and processing basket (38041.111) | 600
02-03-000755 | Rigid grasping forceps ,5Fr.working length 550 mm | 600
02-03-000756 | Alligator forceps,rigid,5Fr.working length 550 mm | 450
02-03-000757 | Flexible scissors ,5Fr.working length 545 mm.with retrograde cutting action for slitting strictures | 600
02-03-000758 | Stone extractor ,oval 3Fr | 600
02-03-000759 | Three - pronged grasper 3Fr. | 300
02-03-000760 | Hook electrode 2,4 ,Fr. | 750
02-03-000761 | Monopolar connecting cable ,5m long ,for units AESCULAP /BRCHTOLD/MARTIN/WOLF | 450
02-03-000762 | FLEXIBLE URETERO-RENOSCOPE Fiber Uretero-Renoscope ,flexible,diam 3mm instrument and irrigation channel 1,5 mm, direction of view 0 degr.deflection :up 160/down 130 degr,working length 700 mm,including :flexible biopsy forceps (8734.608), leak tester (163.904), cleaning brus (7321.911)and transportation case. | 450
02-03-000763 | Light transmitting cable 1,8 mlong ,fibre bundle diam 1,6 mm | 600
02-03-000764 | Foreign body forceps flexible,4Fr.working length 850mm | 600
02-03-000765 | Coagulating electrode,3Fr. | 750
02-03-000766 | Three - pronged grasper 3Fr. | 300
02-03-000767 | PAN-ENDO URETRO RENOSCOPE,OPTICAL URETROTOME,URETER RESECTOSCOPE Stand .-LITHOVAC-MASTER Set (base for application in kidney,ureter and bladder) including :adjustable holder(8742,102)Luer-Lock connector (8742,106)and 20 silicon seals (8745,976) | 450
02-03-000768 | Sheath 8,5/10,5 Fr. Capacity 3,5 Fr. | 450
02-03-000769 | Adapter with single instrument port | 450
02-03-000770 | Sheath 9/11,5 Fr. | 600
02-03-000771 | Adapter with single 1 instrument port | 600
02-03-000772 | Working element for stricture scalpels | 450
02-03-000773 | Strcture scalpels half-moon shaped ,hollow | 600
02-03-000774 | Strcture scalpels hook shaped | 750
02-03-000775 | Guide wire 0,8 mm diameter | 2250
02-03-000776 | Sheath ,11,5 Fr. Insulated distal tip ,with fixed irrigation tap | 300
02-03-000777 | Adapter with single 1 instrument port | 300
02-03-000778 | Working element, passive cutting action | 300
02-03-000779 | Cutting electrode | 2250
02-03-000780 | Coagulation,electrode | 1800
02-03-000781 | Hook electrode | 1200
02-03-000782 | Monopolar connecting cable ,5m long for units | 600
02-03-000783 | Riwolith (Riwolith shock wave generator) | 600
02-03-000784 | Working element for ,impulse pressure lithotripsy f.Riwolith -probes 9Fr. | 600
02-03-000785 | Riowolith-prob ,9 Fr.set of 3,in individual sterile packing | 1200
02-03-000786 | Riwolith -prob 3,3 Fr. 1050 mm long ,set of 3 pcs .in individual sterile packing | 1200
02-03-000787 | RESECTOSCOPE 2,7 mm TELESCOPE CHILDREN Working telescope Panoview lumina-SL 5 degree vision | 450
02-03-000788 | Sheath 11.5 Fr. Insulated ,obliqued distal tip with fixed irrigation tap ,incl obturator | 450
02-03-000789 | Insert without cock | 300
02-03-000790 | Working element, passive cutting action | 450
02-03-000791 | Cutting electrode for pediatric resectoscope | 1500
02-03-000792 | Coagulation,electrode for pediatric resectoscope | 1500
02-03-000793 | Hook electrode for pediatric resectoscope | 900
02-03-000794 | Monopolar connecting cable ,5m long for units | 450
02-03-000795 | RESECTOSCOPE 1,9mm TELESCOPE NEONATES Panoview-telescope,1,9mm diameter,5 degr angle of view | 600
02-03-000796 | Resectoscope-sheath 9 Fr. Oblique and insulated distal tip,with fixed irrigation tap,incl,obturator | 600
02-03-000797 | Adapter with instrument port,capacity 3Fr. | 450
02-03-000798 | Working element passive cutting action | 450
02-03-000799 | Cutting electrode for neonate resectoscope | 1200
02-03-000800 | Coagulation,electrode for neonate resectoscope | 1200
02-03-000801 | Hook electrode for neonate resectoscope | 900
02-03-000802 | Monopolar connecting cable ,5m long for units | 750
02-03-000803 | OPTICAL URETHROTOME 1,9 mm NEONATES Urethrotome sheath 8,5 Fr. with fixed irrigation tap incl obturator. | 600
02-03-000804 | Adapter with instrument port,capacity 3Fr. | 750
02-03-000805 | Working element ,cuts at 12 o,clock | 750
02-03-000806 | Stricture scapel with half - moon blade | 750
02-03-000807 | Stricture scapel sickle shaped | 900
02-03-000808 | Stricture scapel hook shaped blade . | 900
02-03-000809 | Universal panview plus telescope , integrated in the sheath 9,5 Fr . | 450
02-03-000810 | 2 probe adaptor | 450
02-03-000811 | Rigid biopsy . | 900
02-03-000812 | Button electrode 5 Fr . | 900
02-03-000813 | Monopolar connecting cable , 5m long , for units | 600
02-03-000814 | Injection cannula . ( 1mm diameter ) | 1200
02-03-000815 | Adapter for connection for luer syring . | 1200
02-03-000816 | Boehms dropper syring . | 1200
02-03-000817 | CYSTOSCPE ADULT Panview plus working telescope , new generation , 70 degree , 4mm | 900
02-03-000818 | Cysto - Urethoscope sheath with obturator , 17 , 5 Fr . | 900
02-03-000819 | Cysto - Urethoscope sheath with obturator , 19, 5 Fr . | 900
02-03-000820 | Cysto - Urethoscope sheath with obturator , 21 Fr . | 450
02-03-000821 | Cysto - Urethoscope sheath with obturator , 23 Fr . | 450
02-03-000822 | Cysto - Urethoscope sheath with obturator , 25 Fr . | 600
02-03-000823 | Adapter with 1 instrument port . | 900
02-03-000824 | Insert with Albarran deflector & 2 instrument ports | 900
02-03-000825 | Optical biopsy forceps , with spoon - shaped jaws , re6 togradecutting action . | 900
02-03-000826 | Optical scissors , ( Wuppertal Model ) | 750
02-03-000827 | Biopsy forceps 7 Fr . Flexible | 750
02-03-000828 | Foreign body forceps flexible 7 Fr . Flexible | 750
02-03-000829 | Scissors 7 Fr. Flexible | 750
02-03-000830 | Injection cannula with luer connector, semiflexible , 6Fr . | 900
02-03-000831 | Stricture scalpel lancet shape | 900
02-03-000832 | Needle electrode 5 Fr . | 750
02-03-000833 | Monopolar connecting cable , 5m long , for units | 750
02-03-000834 | CYSTOSCOPE FLEXIBLE Fiber urethro cystoscope flexible , 15 Fr .instrument & irrigation , channel 7,5 Fr . Direction of view 0 degr , deflection, control lever , forwared = downwared , down 150 degs , up 210 degs ( overall 360 degs )working length 400mm including instrument port ( 7305,782 ) biopsyforceps ( 829.051 ) leak tester ( 163.904 ) cleaning brush (7264.691)& transportation case . | 600
02-03-000835 | Attachment with 2 luer - lock connector | 600
02-03-000836 | Fiber light cable length 2,3 fiber bundle diam 2,5 mm . | 600
02-03-000837 | Flexible foreign body forceps 5 Fr. Working length 550 mm. | 600
02-03-000838 | BOUGIE URETHROTOME Bougie urethrotome 18 Fr . | 750
02-03-000839 | Bougie urethrotome 21 Fr. | 750
02-03-000840 | Bougie urethrotome 24Fr . | 750
02-03-000841 | Bougie urethrotome 27 Fr. | 750
02-03-000842 | Bougie urethrotome 30 Fr | 750
02-03-000843 | Bougie urethrotome 36 Fr . | 750
02-03-000844 | Knife ( for all Bougie urethrotome ) | 900
02-03-000845 | MOHABIT Sterile water filter unit Moabit II ,3000 ml,with motor driven height adjustment and semi automatic refill ,consisting of 1ceiling base plate (6337,10) 1motor and valve unit ,1 fast action connector with 2,5 m connecting tube ,1 suspended push button unit (6337,37), 1 irrigator unit (6334,50) 5 outlet sets (6346,00) and 6 filters cartridges (2x33100,003) (Consisting of: 1 ceiling mounting plate for fixing the motor unit (order first of all for mounting during construction) 6337.10 , 1 motor unit mains supply 220 V ac,50 cs 220 V A,with suspended push button switch for height adjustment , 1 irrigation fram with receptacles for irrigation vessel and filter housing , 3 filter irrigation vessel with graduated scale and cover with receptacle for the sealing cap , 1 filter housing with two wrenches , 1 package filter cartridges (6 pcs) , 5 sterile water outlet set ) | 300
02-03-000846 | Intermediate construction , or fales ceiling,up to aheight of 50 cm | 300
02-03-000847 | Extension for every further 10 cm | 300
02-03-000848 | Surface - type thermostate battery 1/2 " with stop tap and thermostat | 300
02-03-000849 | 35100.109 case for pre-filter | 600
02-03-000850 | Pre-filter cartridges | 450
02-03-000851 | SPARE FILTERS Filter cartridges package with 3 cartridges | 1200
02-03-000852 | CABLE SUPPORT Bracket (for hanging 4 cables) | 900
02-03-000853 | TV-SYSTEM 1 CCD ENDACAM controller,including BNC video cable (103.13) shielded S-VHS-Video cable (103,501) and power cable ,PAL color 100-240 a.c ,50/60 Hz (pixels: 752x582 automatic brightness controls,automatic white control for color temperature +video machine | 450
02-03-000854 | 1 CCD camera head ,with RW-mount and 2 function buttons, PAL color system.cable connector stright(weight approx. 65 g) | 450
02-03-000855 | Miniatur RIWO angled lens with RW -mount connector immersible f=27 mm | 450
02-03-000856 | AUTO LP 5121,175 W Xenon light source,with auto and manual brightness control ,incl. BNC video cable (103,115) and power cable 100-240 V.a.c 50/60 Hz | 450
02-03-000857 | Spare lamp module with 175 W Xenon lamp for light source 5121 | 1200
02-03-000858 | Colour video monitor 9" Sony PVM-9043 MD,resolution 450 lines | 1200
02-03-000859 | Extension arm for 9" monitor | 1200
02-03-000860 | Accessories for endoscope: - Cystoscopic bladder wash syring | 1200
02-03-000861 | Spare barrel for above | 900
02-03-000862 | Ellik evacuator | 900
02-03-000863 | Suction bulb for above (C) | 900
02-03-000864 | Cutting & coaggulating & vaporization electrodes (diff. sizes & ff. head shapers) | 1500
02-03-000865 | Metal containers for sterilization & storage | 1200
02-03-000866 | Metal containers for sterilization & storage | 3000
02-03-000867 | High frequency cord pediatric | 450
02-03-000868 | Accessoring for use with cysto-urethrol-fibroscope and resectoscope a-grasping forceps | 450
02-03-000869 | b-biopsy forceps | 450
02-03-000870 | c-cleaning brush | 450
02-03-000871 | d-ball electrode | 900
02-03-000872 | e-cutting loops –different sizes and shapes | 2250
02-03-000873 | Cystoscope adaptor | 900
02-03-000874 | Hamou contact –micro-Cystoscope | 900
02-03-000875 | Hamou operating–micro-Cystoscope | 900
02-03-000876 | Biopsy forceps,double action jaws,flexible | 900
02-03-000877 | Sterilization set for above | 900
02-03-000878 | H-F snare with handle for bladder tumor resection spare wire for above | 900
02-03-000879 | Instrument set for viscous fluid injection for adult | 900
02-03-000880 | Cystoscope holder | 900
02-03-000881 | Slender resectoscope 19/22Fr and extra length resectoscope | 1200
02-03-000882 | Mauermayer suction set | 1200
02-03-000883 | a-Reuter suprapubic trocar | 1200
02-03-000884 | b-Reuter half round sheath | 1200
02-03-000885 | Sashes meatotome | 1200
02-03-000886 | Lithocoty set | 1200
02-03-000887 | Aspiration syring with barrel | 1200
02-03-000888 | Instruments with fibroptic illumination for a-Urethral surrgery | 900
02-03-000889 | b-Prostate surrgery | 900
02-03-000890 | c-Kidney surrgery | 900
02-03-000891 | Fibroptic ureteric probe | 900
02-03-000892 | Endoscopic cleaning accessories | 900
02-03-000893 | Urodyne Investigation - System. | 900
02-03-000894 | Cystometry catheters and pressure profile catheters. | 18000
02-03-000895 | EMG transducer and cables | 12000
02-03-000896 | Pressure transducer | 12000
02-03-000897 | paper roll | 12000
02-03-000898 | Duplex penile doppler | 900
02-03-000899 | Computerized seminal fluid analyser | 900
02-03-000900 | Microwave thermotherapy set for prostatic heat ablation | 900
02-03-000901 | Laser system for stone destruction . | 900
02-03-000902 | Laser system for prostate surgery. | 900
02-03-000903 | Operating table for urosurgery (radiotransparent) with C-arm and accessories | 1050
02-03-000904 | Cornbined laser and high frequency resectoscope | 1050
02-03-000905 | Cornbined ND/Yag + Holmium laser unit for urology | 1050
02-03-000906 | Faradic pelvic floor simulator | 1050
02-03-000907 | Intra –operative ultrasound for urology | 1050
02-03-000908 | Extra –croporeal shock wave lithotriptor | 1050
02-03-000909 | Franzen needle Biopsy for prostate | 1050
02-03-000910 | Halogen Lamp 22.8 Volt 75 watt | 1050
02-03-000911 | Halogen Lamp 12 Volt 100 watt | 2040
02-03-000912 | Video end monitor trolly | 2040
02-03-000913 | Ultrasonic cleaner KS2 | 2040
02-03-000914 | Haemodialysis Machine | 2040
02-03-000915 | Plasma phoresis equipment | 2250
02-03-000916 | Mixer | 1800
02-03-000917 | Filtration Control Moniter. | 1200
02-03-000918 | Tinke S.S 2000 Litters. | 1200
02-03-000919 | Equipment for measuring IV fluid | 1200
02-03-000920 | Incubator for warming routin dialysis solution | 1200
02-03-000921 | Water Treatment machine for Dionized water (220-V) | 1200
02-03-000922 | Desferal pump | 6000
02-03-000923 | Photodynamic therapy unit | 900
02-03-000924 | Water sterilizing filter unit | 900
02-03-000925 | Automatid Peritoned dialysis machines | 900
02-03-000926 | Lawslays forceps | 900
02-03-000927 | Uromat (ureten dilator with acc.&disposobles | 900
02-03-000928 | Vacuum eraction device | 900
02-03-000929 | ACTIS erection system | 1200
02-03-000930 | Foot mixer | 1500
02-03-000931 | Urine measuring bag | 1500
02-03-000932 | 3-Double lumen balloon stone extractor | 1200
02-03-000933 | HIFU machine | 900
02-03-000934 | Electrical ejaculator device | 900
02-03-000935 | Automalid pesrtonenl Dialysis machines | 300
Neurosurgery
02-03-000936 | Laser Machine for neurosurgical peration | 150
02-03-000937 | Intra-operative ultrasonography for Neurosurgical proceduers | 120
02-03-000938 | Cavitron Ultrasonic Surgical aspirator (Cusa ) | 90
02-03-000939 | Neuroendoscope (fiberoptic,adult and padiatric sizes) | 150
02-03-000940 | Radiofrequency thermoregulator ( Generator for stimulation and lesion making functional procedures) | 150
02-03-000941 | Epidral drug injection set | 6000
02-03-000942 | Wrapping an sealing machine | 180
02-03-000943 | MRI and CT Scan compatible stereotactic frame | 225
02-03-000944 | Equipment for interactive image-guided (framless) stereotactic nurosurgical procedures=(computer-assisted image-guided surgery | 180
02-03-000945 | Craniotome for making burr holes(air or electrically driven) | 180
02-03-000946 | Telescope(magnifying)eye glasses(loupes) | 240
02-03-000947 | Head lamp( fiberoptic ) | 240
02-03-000948 | Theater table suitable for neurosurgical proceures(E.G.,sitting position) | 180
02-03-000949 | Diathermy machine(loop,bipolar an monopolar cautery microbipolar coagulator) | 225
02-03-000950 | Operating microscope (update specifications,E.C.,compatible with neuronavigation and fluorescent image-guided diagnosis) | 240
02-03-000951 | with sterile sacs for microscope and laser machine (non disposable) | 1800
02-03-000952 | Disposable sterile needles | 30000
02-03-000953 | Scrubbing-up liquid soap dispensor (wall mounted) | 27000
02-03-000954 | Inflatable mattres for anti-decubitus ulcer | 750
02-03-000955 | Halo frame for cervical spine stabilization | 450
02-03-000956 | Transcranial doppler | 180
02-03-000957 | Fluorescent image-guided(photodynamic diagnosis)set | 90
02-03-000958 | Ultraviolet light source for theatre sterelization | 225
02-03-000959 | Sucktion machine | 210
02-03-000960 | Intravenous Infusion pump on intensive care units | 600
02-03-000961 | Insturements cleaning and washing machine ultrasonic water | 90
02-03-000962 | cold plasma consolidation technology | 90
Neurophsiology
02-03-000963 | Hydrostatic monitor | 135
02-03-000964 | cortical moniter EEG,EMG,NCS,EP,Simultneous recors. | 81
02-03-000965 | Evoked potential system somatosensory, facial nerve......etc | 108
02-03-000966 | - EEG 16 Channel | 150
02-03-000967 | EMG | 180
02-03-000968 | Neurotology Lab. (Complete) | 90
02-03-000969 | Neuroophthalmology lab.: ( Perimetry , V Acuity study , Squint study with Analysis) | 90
02-03-000970 | Evoked potentials including VER + BACR | 90
02-03-000971 | -Needle code 90/31 serial no. 0081 | 750
02-03-000972 | Electro encevalography (mingograf EEG 21,serial no.01892 S11): Recording paper for EEG 6712368 E 100E | 6150
02-03-000973 | Accessories for EEG :- Net for electrodes 6809230 E179E | 600
02-03-000974 | - Electrodes for EEG 6809230 E179E | 9000
02-03-000975 | - Wires for EEG 6809230 E179E | 9000
02-03-000976 | - Galvanometer 87-03 6729651 E173E | 300
02-03-000977 | - Blotting roller 6674758 | 120
02-03-000978 | - Lamp for EEG 6049466 | 225
02-03-000979 | Mistral serial no.68079 :- Box 68080 for mistral | 90
02-03-000980 | Thermo paper | 6000
02-03-000981 | Brain mapping (32 or 64 channel system complete with accessories) and consumables to run for 2 years, for completed brain activity mapping. | 150
02-03-000982 | Neuromagnetic recording (Recording minute activity of the brain to study and localize epileptic foci , complete system with accessores (ELEKTA)( | 150
02-03-000983 | EEG for monitoring brain activity during extracorporeal circulation after by pass | 150
02-03-000984 | Accessories for EMG (Danti 2000)include:- Stimulator with cable | 180
02-03-000985 | Earth ass size | 600
02-03-000986 | Phacoemul sification machine with accessories | 180
02-03-000987 | EMG (8 channal)with :- | 180
02-03-000988 | Earth cables Adult size | 180
02-03-000989 | Earth cables Baby size | 180
02-03-000990 | Sensory cables(for neddle nervn) | 360
02-03-000991 | Motor cables(for neddle electron) | 360
02-03-000992 | Stimulator adult size | 270
02-03-000993 | Stimulator baby size | 270
02-03-000994 | Scalp cables | 600
02-03-000995 | Neddle electrodes(disposable) sensery neddle | 18000
02-03-000996 | Autoclaveable | 1500
02-03-000997 | Motor neddle electrodes disposable | 15000
02-03-000998 | Surface sensury electrodes (peritive &negative puls in one piece | 12000
02-03-000999 | Scalp neddle | 6000
02-03-001000 | Electrical convulsion therapy | 60
02-03-001001 | E.C.T Unit. | 150
02-03-001002 | I.C.U.: Beds with complete sundries with equipment. | 270
02-03-001003 | - Dual Parameters - Physiologic - Monitors - recording for 16 beds with disposables | 225
02-03-001004 | Intercom system to connect (Theater, Radiology , Lab. , Wards) | 600
02-03-001005 | Paging system | 180
02-03-001006 | Computer network to cover : (Medical Recrods , Accounting , Inventory , Computer :- Research, Teaching) | 150
02-03-001007 | Teaching: Slide Projector | 150
02-03-001008 | Overhead Projector | 240
02-03-001009 | Video with TV. Sets. | 240
02-03-001010 | Gama knif complete system including head frames and necessory computer equipment C.T and MRI compatable. | 240
02-03-001011 | LINAC Conformed radio surgery system complete with head frames, treatment and planning system, CT and MRI compatable | 240
02-03-001012 | Nerve stimulator | 300
02-03-001013 | Recent Neurosurgery equipment Vector vision image guided surgery | 225
02-03-001014 | Vector spine image guided screw fixation from brainlab | 240
02-03-001015 | Midas rex high speed drills | 240
02-03-001016 | Burrs for Midas rex high speed drills | 240
02-03-001017 | LUX TEC: hade lamps,head lamp with camera,surgical telescopes,light sources;and illuminated instruments (xenon gas) | 120
02-03-001018 | SORING argon beam coagulator | 60
02-03-001019 | sonoca | 90
02-03-001020 | diathermy machines | 120
02-03-001021 | Epidural nervdes stimulator for pain control | 120
02-03-001022 | Stereotactic frame for target localisation and lesioning such as the leksell or other CT/MR compatible frame | 150
02-03-001023 | Radiofrequency brain stimulation and lesion making such as the radiofrequency brain stimulation and lesion making such as the radionics modelrfg-3B lesiongenerator system or similar one | 150
02-03-001024 | Deep brain stimulation for parkinsonism and other disorders | 225
02-03-001025 | Baclofen pump for epidural baclofen infusion)spasticity) | 600
02-03-001026 | Electrico aeupuncture unit (opunticure unit (opuntic 425) | 60
02-03-001027 | Accessories for EMG (Danti 2000)include:- Stimulator with cable | 240
02-03-001028 | Earth ass size | 180
02-03-001029 | Phacoemul sification machine with accessories | 180
02-03-001030 | Electric skull perforators | 135
02-03-001031 | EMG (8 channal)with :- | 0
02-03-001032 | Earth cables Adult size | 180
02-03-001033 | Earth cables Baby size | 180
02-03-001034 | Sensory cables(for neddle nervn) | 600
02-03-001035 | Motor cables(for neddle electron) | 600
02-03-001036 | Stimulator adult size | 180
02-03-001037 | Stimulator baby size | 180
02-03-001038 | Scalp cables | 600
02-03-001039 | Neddle electrodes(disposable) sensery neddle | 18000
02-03-001040 | Motor neddle electrodes disposable | 21000
02-03-001041 | Surface sensury electrodes (peritive &negative puls in one piece | 7500
02-03-001042 | Scalp neddle | 9000
02-03-001043 | EEG | 225
02-03-001044 | complete integrated flospital information technology system incluiding (HIS,RIS,PAGS) for 200 beds. | 180
02-03-001045 | Dynamic EMG with gate analysis | 180
02-03-001046 | Faltz flushing reservoir . | 180
02-03-001047 | Chinese acupuncture electric stimulator through plastic CUP | 150
02-03-001048 | Chinese acupuncture electric stimulator through skin rubber pades | 150
02-03-001049 | Chinese portable acupuncture laser stimulator | 150
02-03-001050 | Chinese infrared moxibustion for acupuncture needles | 150
02-03-001051 | Chinese acupuncture needles heat source-electrical moxibustion | 180
02-03-001052 | Portable autoclaves | 180
02-03-001053 | Chinese acupuncture electrical stimulatores with 3-4 out lets | 225
02-03-001054 | Acupuncture therapy | 180
02-03-001055 | Acupuncture electrical stimulator | 180
02-03-001056 | Magnifier | 180
02-03-001057 | Novalis shaped beam stereotactic radiosurgery system (micro-multileaf collimator) | 150
02-03-001058 | EXAC TRAC automatic patient positioning | 150
02-03-001059 | Equipment for monitoring room intheater to serve five operating room Video monitoring and recorder | 150
02-03-001060 | Brain &spino scope | 150
02-03-001061 | Electrically powerd drill for burr hale | 100
Radiology
02-03-001062 | Camera adapter | 360
02-03-001063 | IABP with screen & balloon ( different sizes ) for adult 8 F . | 90
02-03-001064 | Intraoperative ultrasound with microprobe | 360
02-03-001065 | Video camera | 90
02-03-001066 | Radio frequency generator for lesion making . | 90
02-03-001067 | Portable x-ray | 1800
02-03-001068 | Ultrasound bone densitometry and image record | 180
02-03-001069 | X-RAY bone densitometry and image record | 180
02-03-001070 | MRI unit, general purpose whole body scanner 1-1.5 tesla unit state of the art unit with full facilities. | 180
02-03-001071 | Digital flouroradiography with DSA & TV system | 720
02-03-001072 | X-Ray Unit, 500m Amp. Tilting table movable table top with TV system. | 900
02-03-001073 | Automatic processor 90 Second ( size up to 14 x 17 * films ) . | 2700
02-03-001074 | X-Ray dose penmeter for personal use with accessories . | 9000
02-03-001075 | CT-Scanner spiral with subsecond packages . | 540
02-03-001076 | U/S genral purpose , state of the art U/S systems with full sets of probes. | 3600
02-03-001077 | Advanced U/S system with color doppler . | 360
02-03-001078 | Mammographic X-Ray unit with localization devices . | 540
02-03-001079 | Flourescin angioscopy and angiography. | 90
02-03-001080 | Positron Emission Tamography (PET ) . | 90
02-03-001081 | Single photon emission computed tomography. | 90
02-03-001082 | Biplane rotational neuroangiography CDSA . | 90
02-03-001083 | Gamma scanner . | 180
02-03-001084 | C-arm flouroscopy with radiography & TV system . | 1080
02-03-001085 | Skull unit x-ray with TV system . | 180
02-03-001086 | X- ray screen | 450
02-03-001087 | X-Ray unit with simple bucky table with bucky chest stand & tomography (500 m A &150 K V ) . | 540
02-03-001088 | X-RAY detector for food sampling consist of:- (Sodium iodide crystal , Digital counter , Lead shield , Radiohan standard source , Sample container ) | 90
02-03-001089 | Imaging work station | 90
02-03-001090 | Dry Laser film camera . | 90
02-03-001091 | PACS = Picture Archiving & communication system . | 90
02-03-001092 | X-Ray viewer to scan with large number format films | 540
02-03-001093 | Film viewer ( 14 x 17 ) | 450
02-03-001094 | Ultrasound Lab.General | 90
02-03-001095 | Transcranial doppler system . | 90
02-03-001096 | MRI 0.5 or 0.2T permanent magnet ( open ) . | 90
02-03-001097 | Operating U/S . | 180
02-03-001098 | Ultrasound scanner (Hospital Type) with all optional probes, coulored thermal printer and VHS video recorder. | 180
02-03-001099 | Electorphysiology with accessories | 90
02-03-001100 | Urology X - Ray unit with TV system . | 180
02-03-001101 | Chest radiographic unit . | 540
02-03-001102 | Day light processing system . | 180
02-03-001103 | Immage intensifier with bed | 90
02-03-001104 | Camera for CT scan (spiral) , laser camera . | 180
02-03-001105 | Dry laser camera . | 90
02-03-001106 | Ultrasound machine accessories (Bruel & kjaer multiplane transrectal , Transducer Type 8551 7 Mhz , for ultrasound scanner type 1846 Bruel & Kjaer , with 1000 Baloon + 1000 rubber bands for transrectal use ) | 90
02-03-001107 | Bruel & kjaer ultrasound probe type 1849 | 90
02-03-001108 | Dual head sector transducer type 8529 (for ultrasound Scanner type 1846 Bruel &Kjaer ) | 90
02-03-001109 | Puncture attachment UA 0770 | 180
02-03-001110 | Puncture attachment UA 0875 (to be used with ultrasound scanner type 1846 Bruel & Kjaer) | 90
02-03-001111 | Storz adaptor for urethral transducer ( Part no. UA 0652 , To be with ultrasound scanner type 1846 Bruel &Kjaer ) | 90
02-03-001112 | Digital radiography | 270
02-03-001113 | Image intensifires | 180
02-03-001114 | Motorized X-Ray viewer for teaching rooms | 90
02-03-001115 | O.P.G (orthopan tomography with cephalometry ) . | 90
02-03-001116 | Radiographic unit with flouroscopy&tomography | 300
02-03-001117 | Simple radiographic units | 180
02-03-001118 | Conventional radiographic units with fluoroscopy&tomography | 300
02-03-001119 | Ultrasound with colour doppler(3 D) | 180
02-03-001120 | Skull unit with O.P.G | 180
02-03-001121 | Radiographic unit for urological&gynecological uses | 90
02-03-001122 | Personal monitoring device | 540
02-03-001123 | CT-scan | 180
02-03-001124 | X-Ray unit | 300
02-03-001125 | processer | 90
02-03-001126 | Automatic processer for CT-Scan | 300
02-03-001127 | Mammographic unit | 300
02-03-001128 | Conventional radiographic unit | 300
02-03-001129 | O.P.G (Ortho pantomography) | 90
02-03-001130 | Automatic ,X-Ray viewer box | 300
02-03-001131 | X-ray film Copying machine | 300
02-03-001132 | Ultrasound 3 dimentional | 180
02-03-001133 | Gamma camera-computerized (with polaroid films) | 180
02-03-001134 | Dose calibrator | 600
02-03-001135 | Sonography(3 dimensions with video) | 90
02-03-001136 | Computerised planning | 90
02-03-001137 | Beam data scanner | 90
02-03-001138 | Personal monitoring system | 720
02-03-001139 | linear accelerator and Electron (X-Ray) | 180
02-03-001140 | CO-60 apparatus | 180
02-03-001141 | Super facial Radiotherapy system (100-200-250)KV | 180
02-03-001142 | Simulator | 180
02-03-001143 | Patient immobilization system | 180
02-03-001144 | Radiotherapy accessories:- Base plate (tilling base) plate | 180
02-03-001145 | Prone head immobilizer | 180
02-03-001146 | Breast boards | 180
02-03-001147 | Over head arm position | 180
02-03-001148 | Breast bridge | 180
02-03-001149 | Head and neck supports | 180
02-03-001150 | Testicle shields, shield stand and seperator | 180
02-03-001151 | Brachy Therapy | 180
02-03-001152 | Tungsten eye shields (medium,large,small) | 180
02-03-001153 | Linear accelerator 8 mV | 180
02-03-001154 | Dos rate meter ( radiation survey monitor ) | 180
02-03-001155 | Ionization (thimble) chamber 0.6 cc,0.3 cc | 180
02-03-001156 | Perspex phantom | 180
02-03-001157 | Water phantom | 180
02-03-001158 | Glegor mullier countin | 90
02-03-001159 | Survey monitor (Contamination) | 90
02-03-001160 | Survey monitor(ionization or gieger muller chamber use for radiation detection) | 90
02-03-001161 | Poket personal monitors (ionization chamber use for personal radiation protection) | 450
02-03-001162 | Real time ultrasound scanner type 1849 probe Type 8538 -7MHZ Type 8536/4MHZ with accessories and spare parts. | 180
02-03-001163 | Vaginal ultrasound with accessories & spare parts | 270
02-03-001164 | Vaginal probe for IVF work | 450
02-03-001165 | Vaginal IVF ultrasound | 135
02-03-001166 | Ultrasound machine+vaginal probe and needle guide | 135
02-03-001167 | Ultrasonic with colour flow doppler with accessories and spare parts | 180
02-03-001168 | Radiotrun slucent (large) | 90
02-03-001169 | Radiotrun slucent (small) | 90
02-03-001170 | Gamma camera (with all acce. ) . | 180
02-03-001171 | Ultra-Sound unit with multiple probes linear & recter, convex, M-Mode & B-Mode probe (2.75,3.5,5.0, 7.5)MH | 180
02-03-001172 | Film processor | 300
02-03-001173 | Sonar with color doppler complete with all acc. & probes | 270
02-03-001174 | Radio isotope calibrator | 180
02-03-001175 | (Flaod source CO-57) 370 MB9(10mci)forGamma camera checking source400mindiameter | 9000
02-03-001176 | Easy vision center | 90
02-03-001177 | X-ray machin with digital flouroscopy facility | 90
02-03-001178 | Color doppler without probe | 90
02-03-001179 | Cobalt 57 flood source (10 Mci ) | 90
02-03-001180 | Pen point monitor source ( 100 mci - cobalt 57 ) . | 90
02-03-001181 | MRI Tesla delicated cardiac 1.0-1.5 | 90
02-03-001182 | Portable X-Ray –unit | 300
02-03-001183 | Gamma camera for heart nuclear scan | 90
02-03-001184 | U/S (Color doppler) with adult & pediatric abdaminal probe 3.5 MHZ and rectal & Scrotal probes 7 MHZ, 7.5MHZ | 180
02-03-001185 | U/S General use sector probes with biopsy attachments. | 90
02-03-001186 | Coloured Duplex Doppler flow U/S. | 90
02-03-001187 | Flourographic x-ray conventional machine with tomog. attachment. | 300
02-03-001188 | - DSA flourography . | 180
02-03-001189 | CT helical. | 90
02-03-001190 | - MRI (open/perminant magnet). | 180
02-03-001191 | Ultrasonographic machine:- ( Multipurpose U/S with colour doppler:-For the ward with facilities to cover, U/S guided insertion and placement of catheters,biopsies and probes.) | 180
02-03-001192 | Microscope Projector for lecture demonstration | 180
02-03-001193 | Radio lucent operative table with X- ray facilities | 180
02-03-001194 | Two- broad channel parameter therapeutic videoscope with forceps elevator & forward jetting irrigation | 180
02-03-001195 | Required for TV.monitor camera video | 180
02-03-001196 | MRI:- (complete 1.5 tesla system. state of the art technology capable of performing standard and full state of the art diagnostic imaging and processing as well as spectroscopy-medical , It includes pre- installation, site finishing,furnture and air-conditioning , Safety and monitoring system , Appropriate nexessary patient trolleys and wheel chairs , Appropriate physiological monitoring , Appropriate life support instruments (ventilation ) , Appropriate metal detectors , Extra workstation for image mannipulation study in various modes in 3 D...etc and it is networked with the other parts of the dept and the hospital , Five years supply of helium , Five years maintenance , U.P.S. , Laser paper printer , Connection to laser camera , Archiving on optical disk(state of the art) , Complete MR compatible sterotactic system e.g. CRW. or leksell , Special automatic injector for contrast media-remote-controlled) | 45
02-03-001197 | Spiral CT scanner: ( Fast scanner complete system an extra independant work station for all possible postprocessing A system capable of all state of the art studies+ displays including:- Stereotactic 3 D display, CT Angiography, Real time display(cine CT), multiplanar reconstruction,endosc(cruising) view, bone mineral analysis.. etc , Connected to laser camera , Laser paper printer , CT compatible to stereotactic system e.g. CRW. or leksell , Archiving through optic disk , Connected to network , U.P.S.) | 90
02-03-001198 | Mobile CT Scanner (e.g.(Tomoscan M- Philips) , Complete system with gantry ,Patient support& operation console , Volumetric scanning , Extended 35 rotations , Operates from rechargeable power source for an uninterrupted power supply (220V 50 HZ) with optional storage devices & system disc extension ,compatible with other CT+MRI systems for image manipulation and transfer of image & data) | 90
02-03-001199 | A digital Angiographic unit (State of the art & of upgradeable technology , With all accessories & options , A complete angiographic system for neuro- imaging & interventional neuro-radiological procedures using DSA & designed mainly for cerebral & spinal angiography using biplane or single plan (rotational angiography) whichever is best , It is designed to have DSA in 3-D display,last image hold,road mapping,bolus chasing , Interface to laser camera system & PACS & independant worksation , Automatic injector & anaesthetic trolley , U.P.S. , Five years maintenance incl.sparparts, Connection to network | 45
02-03-001200 | A General purpose radiology room (Digital fluoroscopy and imaging , Connected to network , For general plain diagnostic studies of limbs,chest,skull,spine and abdomen , Connected to laser camera , Suitable for performing subarachnoid contrast myelography , With bucky chest stand) | 45
02-03-001201 | Spect Scanner (Complete state of the art system includes isotope preparation and laboratories to serve it , Digital imaging system , Site preparatoion,installation and finishing , Five years maintenance , Connection to laser camera , Connection to network , Laser paper printer) | 90
02-03-001202 | Gamma knife (Complete system-State of the art , Workstation for control and preparation of treatment program and treatment control , Leksell gamma knife , Full accessories for dose planning and dosimetery , Monitoring and patient positioning devices , Full five year maintenance +spar parts , Full five year maintenance +spar parts ,Site preparation + finishing ) | 45
02-03-001203 | Linac system (Linear accellerator suitable for neurosurgical treatment both in oncology and others e.g. vascular malformation , Which complete treatment system for conformal radiotherapy and radiosurgery , Full site preparation and installation + maintenance and support for five years) | 45
02-03-001204 | Digital mobile C- arm system (State of the art & of upgradeable technology , For use in theatre using digital fluoroscopy &DSA may be combined with mobile CT in theatre the main purpose to be used for:- Intra-operative cerebral angiography , F.B. localization , Trans-Sphenoidal skull-base surgery With all accessories & available options with double monitors using last image hold with laser alignment tool interface to PACS VCR (PAL) & video printer) | 45
02-03-001205 | Mobile X-Ray unit (State of the art for use in the ward for chest/abdomen/skull/spine/extremities radiography both with & without rechargeable battery with all accessories & options) | 45
02-03-001206 | Ultrasound mobile: (For intraoperative in neurosurgical work with probes to use from burr holes or open craniotomy,and spinal canal surgery.to localize deep lesions e.g. F.B.,cysts,tumours and vascular lesions , with special surgical doppler probes for intraoperative use for patency of vessels+ blood flow & other vascular studies. ) | 270
02-03-001207 | Ultrasound with colour doppler (For carotid &peripheralvascular studies+colour imaging and transcranial doppler studies of the intracranial vessels , For Echocardiography including trans-oesophageal studies) | 90
02-03-001208 | General puropose diagnostic ultrasound To be used in hydrocephalus,visceral studies…etc. | 45
02-03-001209 | Simple buckey table X-ray unit with chest bucky stand For plain radiography | 180
02-03-001210 | Darkroom equipment with automatic processor (Conference room: (X-ray dept)) | 45
02-03-001211 | microprocessor basedorkstation connected to PACS | 45
02-03-001212 | large film viewer | 300
02-03-001213 | cine projector | 180
02-03-001214 | Photography equipment (iron for drying the negatives) | 180
02-03-001215 | Tanks for film development | 180
02-03-001216 | MRI (full set) | 90
02-03-001217 | X-Ray department stationary + portable x-ray machines | 90
02-03-001218 | Tomography fluroscopy | 90
02-03-001219 | Colour doppler set | 90
02-03-001220 | Colour doppler probes 2.5 MHZ | 90
02-03-001221 | Colour doppler probes 3.5 MHZ | 90
02-03-001222 | Colour doppler probes 5MHZ | 90
02-03-001223 | Colour doppler probes 7MHZ | 90
02-03-001224 | Colour doppler T.E.E adult probe 5MHZ | 90
02-03-001225 | Colour doppler T.E.E pediatric | 90
02-03-001226 | X-Ray machine unit with digital fluoroscopy with tomographic aids | 300
02-03-001227 | Automatic processer | 600
02-03-001228 | Ultra sound unit with multiple probes linca & reater, convex ,M-mode & B -mode probe (2.75,3.5,5,7.5)MH | 180
02-03-001229 | Film processor | 300
02-03-001230 | New generation of ethylenoxide all automatic sterelizer ( hospital ray )or gamma sterelizer | 90
02-03-001231 | Ultrasound machine with vaginal probe with aspiration and biopsy Units | 90
02-03-001232 | Ultrasound machine(portable) | 900
02-03-001233 | Quality assurance in radiography system. | 90
02-03-001234 | Abdominal ultrasound with abdominal,rectal and vaginal probe for pregnancy diagnosis and pelvic examination | 270
02-03-001235 | Polariod camera system . | 90
02-03-001236 | Finger printing apparatus . | 180
02-03-001237 | Photo Ducumentation system . | 180
02-03-001238 | Polaroid camera | 180
02-03-001239 | Panoramic | 180
02-03-001240 | X-Ray unit has fluoroscopy & tilting table | 180
02-03-001241 | Printer for Ultrasound | 90
02-03-001242 | Blood component radiation 29 G | 90
02-03-001243 | Portable sonar | 90
02-03-001244 | Gamma camera | 90
02-03-001245 | Cobalt equipment 60 | 90
02-03-001246 | Linear accelerator 6 million electron | 90
02-03-001247 | Linear accelerator 4 million electron | 90
02-03-001248 | Surface treatment equipment with different capacities (100-200-250)kilovolt | 90
02-03-001249 | Conformity system | 90
02-03-001250 | Radiating sources for cobalt equipment | 90
02-03-001251 | Tube for conformity system | 270
02-03-001252 | Curative planning calculator | 270
02-03-001253 | Diagram system for deep curves | 270
02-03-001254 | Detector to measure radiation with personnel working in this field | 1350
02-03-001255 | 500 Kilovolt X.ray system for ordinary photography | 45
02-03-001256 | X.ray for breast | 45
02-03-001257 | Movable X.ray (300 Kilovolt)with Television | 90
02-03-001258 | Automatic developing machine | 135
02-03-001259 | Box for reading X.ray films | 90
02-03-001260 | Modern sofler machine | 45
02-03-001261 | Gamma Camera | 45
02-03-001262 | CT-scan mobile | 45
02-03-001263 | L-Arm X-Ray machine with monitor | 45
02-03-001264 | Ultrasound (3 dimention) | 90
02-03-001265 | Lead glass | 600
02-03-001266 | Gamma camera | 90
02-03-001267 | Radiation detector | 180
02-03-001268 | Dose calibrater | 270
02-03-001269 | Portable X-ray | 300
02-03-001270 | Flurographic X-Ray conventional | 180
02-03-001271 | Machine (500 mA.-150 K.V.) | 180
02-03-001272 | Tomography | 90
02-03-001273 | DSA flourography | 90
02-03-001274 | CT,MRI | 90
02-03-001275 | 3 dimentional U.S | 90
02-03-001276 | High Frequncy ultrasound therapetic | 90
02-03-001277 | Linear accelerator | 45
02-03-001278 | X-ray unit with simple bucky | 270
02-03-001279 | X-ray unit (500 mA) | 180
02-03-001280 | Ultrasound unit (doppler) | 180
02-03-001281 | Video camera monitoring to the patient in his room | 180
02-03-001282 | Ultrasonography | 90
02-03-001283 | Coloured doppler | 90
02-03-001284 | Abdominal Ultrasound , | 270
02-03-001285 | X-ray viewers twin | 720
02-03-001286 | X-ray viewers triple | 720
02-03-001287 | Tomography x-ray | 90
02-03-001288 | instrument for mass survey | 90
02-03-001289 | Mobile x-ray for mass survey | 90
02-03-001290 | Medical x-ray processing machine | 90
02-03-001291 | MRI real time navigators technique gyroscon acs NT-DT 6000 (ciyroscan intera CV) | 90
02-03-001292 | Mamagraph | 90
02-03-001293 | xenogram | 90
02-03-001294 | Digtal radographic unit MD+3 with access.:sector,lead sector,cooling equipment. | 90
02-03-001295 | Ultrasoun (3D) | 180
02-03-001296 | Mobile CT scan | 180
02-03-001297 | Intra operative songram with prope | 90
02-03-001298 | Surgical table equipped with X-ray Facitiler | 90
02-03-001299 | X-ray machine with screen in the theater | 90
02-03-001300 | Gamma camera with spect | 90
02-03-001301 | C - shape X-ray | 90
02-03-001302 | Zenon CT system | 90
02-03-001303 | Complete U/S soft necessary Lard wave Dicom-3-compatable | 90
02-03-001304 | Spect unite | 90
02-03-001305 | Video convector | 90
02-03-001306 | X-ray unit 1000 mp complete | 900
02-03-001307 | Spiral C T scan with soft ware / with hard ware | 90
02-03-001308 | Gyro scan Intera CV Dedicated cardio vascular MR | 90
02-03-001309 | Buky Dignostic Trama | 90
02-03-001310 | Cyclo trone accelerator | 90
02-03-001311 | digital multi amperemeter 0-200 mA accuracy 0.2 mA | 30
02-03-001312 | digital multi amperemeter 0-2000 mA accuracy 1 mA | 30
02-03-001313 | Digital KVP meter 50-165 KV accuracy +2% (2kv) | 30
02-03-001314 | Digital x-ray exposure time (a-0-1999.9 msec. Max. 0.2 sec | 24
02-03-001315 | Digital x-ray exposure time (open time for cardiological tests) | 15
02-03-001316 | Colimater for light field and x-ray field , size :20x25 cm , weight :200gm | 15
02-03-001317 | Acrylic cylinder , hight :16cm Different sizes , dimeter :7cm (20x25cm), hight : 260 cm or eached bars. | 15
02-03-001318 | Attenuater set , Aluminium matal 99.8% , size 10x10cm 185 gm + 2% , thickness 0.1-2.0 mm | 30
02-03-001319 | Electrometer : mukti function meter model 240 A , KVP , mA , time | 30
02-03-001320 | X-ray Quality assurance , KVP , dose rate and time in one exposure | 30
02-03-001321 | Focal spot test tool (tar test patterns models 07-503 , 07-510 , 07-542 | 30
02-03-001322 | Radiographic phantoom | 9
02-03-001323 | Portable dose rate meter | 30
02-03-001324 | Apparatus for x-ray film efficiency determination | 30
02-03-001325 | Pocket dosimeter for x-ray | 15000
02-03-001326 | Automatic thermoluminescence dosimetry (TLD system) .consist of : TLD Reader , TLD Irradiator , Accquisition and analysis system , | 3
02-03-001327 | Automatic thermoluminescence dosimetry (TLD system) .consist of :TLD disc for medical applications and spareparts | 15000
02-03-001328 | Film badge system consist of Densiometer , drayer , chemical developer | 3
02-03-001329 | Film badge system consist of Densiometer (film) | 15000
02-03-001330 | Portable gamma dosimeter with wide dynamic ranges | 30
02-03-001331 | workstatio(second) | 90
02-03-001332 | injector for contrast study | 90
02-03-001333 | cardiac interface | 90
02-03-001334 | shoulder array coil | 90
02-03-001335 | High dose after loading radiation machine. | 90
02-03-001336 | low dose after loading radiation machine | 90
02-03-001337 | information system | 90
02-03-001338 | Computerized Gamma Spectrometry System Consist of with all accs. And all catalogues and service manual . | 3
02-03-001339 | High purity Germanium Crystal Size (3"x3") | 3
02-03-001340 | Computer With More Than 8000 Channel | 3
02-03-001341 | Lead Shield ( padded ) | 3
02-03-001342 | U . P . S | 3
02-03-001343 | Radiation Standard Source With More Than Two Radioisotopes (if it is possible) | 3
02-03-001344 | Nitrogen Cylinder | 9
02-03-001345 | Marne lie beaker | 600
02-03-001346 | Computerized Gamma (Alpha Beta) Spectrometry System Consist of with all accs. And all Necessary Catalogues and service manual . | 3
02-03-001347 | High purity Germanium Crystal Size (3"x3") | 3
02-03-001348 | Computer With More Than 8000 Channel | 3
02-03-001349 | Lead Shield ( padded ) | 3
02-03-001350 | U . P . S | 3
02-03-001351 | Radiation Standard Source With More Than Two Radioisotopes For Gamma Radiation (if it is possible) | 3
02-03-001352 | Radiation Standard Source For Alpha and Beta Particles (if it is possible) | 3
02-03-001353 | Marne lie beaker | 600
02-03-001354 | Nitrogen Cylinder | 9
02-03-001355 | Radiotherapy planning system | 10
02-03-001356 | High dose after loading radiation machine.
02-03-001357 | Curved Probe 3.5MHZ | 60
02-03-001358 | Trans - vaginal transducer + Accessroies | 60
02-03-001359 | Service tools | 60
Ophthalmic
02-03-001360 | Yag laser with accessories and spare parts | 180
02-03-001361 | Yag laser for ENT use | 90
02-03-001362 | Laser photocoagulation with yag laser | 90
02-03-001363 | Nd/Yag laser set with fiberoptic connections (complete set) | 270
02-03-001364 | Argon laser machine with accessories | 240
02-03-001365 | Laser photocoagulation set | 90
02-03-001366 | Operating microscope with accessories and spare parts | 270
02-03-001367 | Specular microscope | 180
02-03-001368 | Operating microscope for microvascular surgery | 90
02-03-001369 | Flourescen opthalmic angiography set (microscope +special camera)for retinal angiography | 180
02-03-001370 | Eye microscope | 180
02-03-001371 | Visually Evoked response | 240
02-03-001372 | Visual field perimetry with acce. & disposible for 1000 patients . | 180
02-03-001373 | Computerized Perimeter with accessories and spare parts | 270
02-03-001374 | Goldman perimeter | 270
02-03-001375 | Perimetry (ophthalmic) | 90
02-03-001376 | Goldman lens | 600
02-03-001377 | Gold man | 600
02-03-001378 | Slite lamp with acc. & spare parts. | 600
02-03-001379 | Slit lamp video attachment | 270
02-03-001380 | Fundns camera with accessories | 240
02-03-001381 | Fundoscope & otoscope with spare | 90
02-03-001382 | Cryotherapy apparatus (using liquid nitrogen) with various probes | 180
02-03-001383 | Cryo unit complete footswitch adaptors , pin index Yoke , 1.5mm curved cataract and 2.5mm Retinal pencils | 270
02-03-001384 | Probes for cryo | 450
02-03-001385 | Indirect opthalmoscopKit A, Complete with all accessories including nikon 20D lens | 450
02-03-001386 | Indirect opthalmoscope lens (+20 D) | 450
02-03-001387 | Indirect ophthalmoscope + nikon lens +20 D | 270
02-03-001388 | Ophthalmoscope indirect | 450
02-03-001389 | Ophthalmoscope direct | 540
02-03-001390 | Ophthalmoscope specialist | 600
02-03-001391 | Ophthalmoscop.Specialist 3.5V hallogen rechargable handle , complete | 600
02-03-001392 | Ophthalmoscope rechargable with base | 450
02-03-001393 | Ophthalmoscop practitioner with accessories and spare parts. | 300
02-03-001394 | Bulbs for indirect ophthalmoscope (Keeler) . | 2700
02-03-001395 | Bulbs for direct ophthalmoscope (Keeler) . | 4500
02-03-001396 | Bulbs for HAAG striet and topen slit lamp | 2400
02-03-001397 | Bulbs for streak retinoscope (Keeler+Heins). | 2700
02-03-001398 | Hess screen | 180
02-03-001399 | Biometray with accessories and spare parts | 270
02-03-001400 | Phacoemulsifier | 270
02-03-001401 | Phacoemul sification unit | 270
02-03-001402 | Accessories set for phaco unit | 3750
02-03-001403 | Accessories set for phaco unit Posterior vitrectomy cutter | 1080
02-03-001404 | Phaco + vitrectomy unit with complete access.& s.p | 270
02-03-001405 | Pachometer (to attach to slite lamp ) | 240
02-03-001406 | Streack retinoscope , hallogen rechargable handle , complete | 2400
02-03-001407 | Electro-retino graph | 180
02-03-001408 | Retinoscope | 180
02-03-001409 | Pneumotic tonometer | 300
02-03-001410 | Air puff. Tonometer | 180
02-03-001411 | Tonometer-applanation | 270
02-03-001412 | Vitrectomy with accessories and spare parts | 180
02-03-001413 | Endo laser with accessories &spare parts use with vitrectomy unit | 180
02-03-001414 | Basic posterior vitrectomy pack | 450
02-03-001415 | VER machine with accessories . | 90
02-03-001416 | Volk lens 28 or 30 D lens | 300
02-03-001417 | Single charger for above | 5400
02-03-001418 | Trichiasis probe , single | 180
02-03-001419 | Operating Spectcle Incase Frame. | 300
02-03-001420 | Synoptphor. | 180
02-03-001421 | Test Chart Projector control. | 180
02-03-001422 | Trail Case Lens Sets. | 270
02-03-001423 | Trail Frame | 450
02-03-001424 | Focmeter Electric | 270
02-03-001425 | Giant magnat | 180
02-03-001426 | Cat Forte | 270
02-03-001427 | Tourgh light with battery | 750
02-03-001428 | Excimer with accessories and spare parts | 180
02-03-001429 | Kerotometris | 180
02-03-001430 | Luescher head light with accessories | 180
02-03-001431 | Autoreflectometer | 180
02-03-001432 | Auto Refrector | 180
02-03-001433 | Electrophysiology Instruments (ERG , EOG , VER) | 180
02-03-001434 | Computer with parameter and monitor should be compatable with IBM system and internet accessories | 240
02-03-001435 | Complete set for radial keratotomy | 240
02-03-001436 | Anterier segment camera (to attach to haag strick slite lamp ) | 180
02-03-001437 | Electro-oculo graph | 180
02-03-001438 | Focimeter | 180
02-03-001439 | Three mirror lens | 300
02-03-001440 | Ibraham lens | 240
02-03-001441 | Eliximer laser | 360
02-03-001442 | Desur facing ultra puls laser machine | 90
02-03-001443 | Test lens (+90) | 90
02-03-001444 | gonio lens | 450
02-03-001445 | Direct gonio lens | 240
02-03-001446 | Viscous fluid injector | 1500
02-03-001447 | Viscous fluid injector tubing | 1500
02-03-001448 | Silicon oil | 900
02-03-001449 | 2.5 mminfusion cannula | 1800
02-03-001450 | Kryo-used incooling steam cells for -100 degrees before deep freezing | 180
02-03-001451 | Trans-sphenoidal hypophysectomy set | 180
02-03-001452 | Biofield diagnostic system (BDS) with full access. & S.P. | 180
02-03-001453 | Brain & spino scop | 90
02-03-001454 | Ultrasonograph (for opthalmic) | 180
02-03-001455 | Maddox wing | 90
02-03-001456 | Lasik | 90
02-03-001457 | B-scan opthalmogical | 270
02-03-001458 | E-tesl + finger test | 450
02-03-001459 | Phacoemu Isification machin | 30
02-03-001460 | Electrical cautery for ophthalmic use | 30
02-03-001461 | Forgein body locater | 30
02-03-001462 | Voge + 90 dioptre lens | 60
02-03-001463 | Panfundus (small pupil) super voge lens | 60
Gynecology
02-03-001464 | Operating laproscope | 270
02-03-001465 | Laparoscope | 180
02-03-001466 | Cryotherapy apparatus | 270
02-03-001467 | Ommaya CSF reservoir | 180
02-03-001468 | Colposcope set suitable for laser teatment . | 90
02-03-001469 | Sonnar(3D View computerised with multiple applicators for fine needle aspiration&for ovum pickup,vaginal probe) | 270
02-03-001470 | Vaccum extractor complete(light sialastic cups ,manual,electrical) machine | 450
02-03-001471 | Colposcope(with application for laser therapy can be used also inside atheater room for cervical surgery guided by colposcope). | 270
02-03-001472 | Lazer machine Co2 type(types can be used in the theater & out-patient rooms with lazer applicators | 180
02-03-001473 | Cold light source | 210
02-03-001474 | Scalp clips for fetal internal monitoring | 9450
02-03-001475 | Fetal blood sampling ultrasound. | 270
02-03-001476 | Fetal monitoring apparatus(external cardiotocography guided by computer) | 900
02-03-001477 | Fetal pulsedetector | 600
02-03-001478 | Aminoscope with vaginoscope | 300
02-03-001479 | Fetoscope | 450
02-03-001480 | Hysteroscope(diagnostic &operative type with its applicators for resection cauterization &laser application.) | 285
02-03-001481 | Heavy duty cautery | 600
02-03-001482 | J. Sparket bulb | 600
02-03-001483 | Cautery burner | 600
02-03-001484 | Gynecological couch with accessories and spare parts | 1500
02-03-001485 | Delivery beds . | 3000
02-03-001486 | Fetal &maternal monitor . | 540
02-03-001487 | Dilators | 90
02-03-001488 | Portable sonic aid | 1500
02-03-001489 | Cadiotocography | 270
02-03-001490 | Internal monitor cardiography | 360
02-03-001491 | Diagnostic laparascope | 90
02-03-001492 | Colposcopy | 90
02-03-001493 | Cryo freezer | 90
02-03-001494 | U/S-scan with vaginal probe | 90
02-03-001495 | Doppler U/S | 240
02-03-001496 | Telescope 11 mm with operating channel in single puncture approach with all accessories | 150
02-03-001497 | Aminoscope | 90
02-03-001498 | Yag Laser for Gynaecolgy | 90
02-03-001499 | Operating Hysteroscope | 90
02-03-001500 | Vaginal ultrasound with video camera | 210
02-03-001501 | IVF CO2 incubator with floumeter ,gas regulator CO2 cylinder ,CO2 analyzer | 180
02-03-001502 | Advanced vaginal IVF ultrasound | 120
02-03-001503 | Gynaecological laparoscope | 270
02-03-001504 | Endoscopes, laparoscope and hysteroscops(code G91) | 90
02-03-001505 | Coagulation loops for uro and gynecology | 150
02-03-001506 | VAGINAL ULTRASOUND WITH FXTRA VAGINAL PROB FOR IVF USE. | 180
02-03-001507 | Ovum extractor | 150
02-03-001508 | Tubal insuflation system | 90
Pediatric
02-03-001509 | Phototherapy | 1800
02-03-001510 | Oxygen Tent air sheild | 1500
02-03-001511 | Scale for Infant 12Kg | 1200
02-03-001512 | Baby scale | 1200
02-03-001513 | Baby Cot | 1800
02-03-001514 | Humidair ( Blue Box) for Oxygen | 1800
02-03-001515 | Oxygen Tent Complet | 1800
02-03-001516 | Oxygen Tent Vickers | 1800
02-03-001517 | Incubator for infant. | 2700
02-03-001518 | Apnea Monitor | 1500
02-03-001519 | Head Box (a-Mlet for O2 supply , b-Good size to permitte fixing inside the incubator , c-Out let to prevent accumulation of vapoure on its inside surface) | 1320
02-03-001520 | Skin Bilemeter (a-Easily fixed with good isolation for accurate reading , b-Lighter in weight & smaller in size) | 900
02-03-001521 | Head Frame | 600
02-03-001522 | Oxygen Monitor (for Pediatric incubator) (a-Suitable batteries which are available in Iraq , b-Good adaptor for fixing a incorporation with the incubator to prevent falling down , c-Can resist vibration , d-Suitable size) | 1800
02-03-001523 | Radiant Heat Shutoff . Hood | 900
02-03-001524 | Resuscitator for infant | 900
02-03-001525 | Electrical thermo watery blanket for Infant | 1500
02-03-001526 | Obstetric couch | 210
02-03-001527 | Transcutanous PO2, PCO2 Analyzer | 900
02-03-001528 | jujeual biopsy capsual grispy | 900
02-03-001529 | sweat test appartous | 900
CARDIOLOGY
02-03-001530 | E.C.G machin with accessories and spare parts | 1386
02-03-001531 | E.C.G. 6 channal or 12 channal | 594
02-03-001532 | 3Ch. ECG machin | 573
02-03-001533 | Central control station with accessories and spare parts | 237
02-03-001534 | Monitor for Central control station | 861
02-03-001535 | Treadmil test equipment, excersize test including monitor and ECG. with accessories and spare parts | 249
02-03-001536 | Holter. with accessories and spare parts | 387
02-03-001537 | Echo with colour doppler with accessories and spare parts. | 285
02-03-001538 | Vascular doppler | 201
02-03-001539 | Pericardial aspiration & biopsy set with ECG lead | 741
02-03-001540 | CVP line . | 3006
02-03-001541 | spirometer | 363
02-03-001542 | Pulmanary function | 309
02-03-001543 | Portable ECG monitor (battry charge) | 639
02-03-001544 | infusion pump with Giving set | 1215
02-03-001545 | Combind defibrelator with accessories and spare parts | 696
02-03-001546 | Portable Echo cardiogram | 450
02-03-001547 | Monitor for ICU | 435
02-03-001548 | Monitor for RCU | 285
02-03-001549 | Mobile Echo- Colour flow with accessories & spare part | 300
02-03-001550 | Portable D.C with external pace maker | 360
02-03-001551 | Neonatal cardio monitor | 300
02-03-001552 | Ice maker | 162
02-03-001553 | Non- invasive portable blood pressure monitoring | 414
02-03-001554 | cardio pulmanary resucitation | 300
02-03-001555 | Ethelyin oxide sterilizer | 300
02-03-001556 | Intra aortic ballon pump with accessories and spare parts | 135
02-03-001557 | External compressor (external aortic balloon) | 150
02-03-001558 | Electro physiology lab. | 150
02-03-001559 | position emission tomoyraphy | 150
02-03-001560 | Coronary excimar laser angioplasty with accessories | 150
02-03-001561 | Cardiac catheterization lab | 150
02-03-001562 | ACT Hemochrome with accessories and spare part . | 300
02-03-001563 | Cardiac reader system with cardiac M ,cardiac T quantative . | 240
02-03-001564 | MVC 1731 biplane vascular function | 27
02-03-001565 | MVC 0221 vascular quantification SW pack | 27
02-03-001566 | MVC 0201 bolus chase | 27
02-03-001567 | Core line out put monitor | 150
02-03-001568 | Septal occluer for ASD closure | 582
02-03-001569 | Duct occluer for PDA closure | 357
02-03-001570 | Rotablater for coronory heart disease with accessories | 150
02-03-001571 | Intra vascular ultrasound (IVUS) with access. | 150
02-03-001572 | Cardiac out put machine (thermodilution) with accessories and spare parts | 150
02-03-001573 | Cardiac out put machine (Dye dilution) with accessories and spare parts | 150
02-03-001574 | R.F. ablater system | 150
02-03-001575 | Swan ganz machin | 150
02-03-001576 | Portable cathetrization lab | 150
02-03-001577 | Angioscope | 150
02-03-001578 | Intra vascular (radiation ) Brachytheropy system | 150
02-03-001579 | Operation table Large for thoracic and cardiovascular operation with accessories and spare parts | 300
02-03-001580 | Operation table Small for thoracic and cardiovascular operation with accessories and spare parts. | 300
02-03-001581 | Ball electrode for cautery | 408
02-03-001582 | Lancet electrode for cautery | 426
02-03-001583 | Monitor for theatre:- Including ECG,cvp,arterial pressure,wedge temp. rectal and esophageal | 300
02-03-001584 | Hemodynamic machine | 30
02-03-001585 | Heat exchanger(stoker hypothermia) | 60
02-03-001586 | Mammary- Sternal Retractor | 72
02-03-001587 | Left Ventricular Assist device (Hemopumps) | 150
02-03-001588 | Cariac stabilazer octpus or cohn typ complete with accessories including sternal spare ader | 159
02-03-001589 | Heart –lung with accessories and spare part | 150
02-03-001590 | Flowdetecter with disposable sterelizable probes | 150
02-03-001591 | Surgical electrical blanket adult warmer machine + temperature probes | 300
02-03-001592 | Surgical electrical blanket pediatric warmer machine + temperature probes | 300
02-03-001593 | Vacume assisted venous draing connected to heart-lung machineh | 150
02-03-001594 | Modified mills vein valvotom | 150
02-03-001595 | Internal defibrelator(adult) | 150
02-03-001596 | Internal defibrelator(pediatric) | 150
02-03-001597 | Cell Saver | 100
02-03-001598 | ECG monitor | 3000
02-03-001599 | Hemotech. Machine(med tronic) | 30
02-03-001600 | Femostop II plus | 30
02-03-001601 | Blankets for heating & cooling (pediatric) | 600
02-03-001602 | Blankets for heating & cooling (adult) | 600
02-03-001603 | Plasma sterilizer complete system includes following | 96
02-03-001604 | Johnson & Johnson –ASP Sterrad*100S Sterilization System | 96
02-03-001605 | Fine Lumen Cleaner MED 1140 | 96
02-03-001606 | Sonic Irrigator | 96
02-03-001607 | Automatic Sealing machine model HM 500dc. | 96
02-03-001608 | Accessory and spare part for plasma sterilizer Accessory Kit 2.0 | 96
02-03-001609 | Enclosure AC BLK 2 | 30
02-03-001610 | Injector Pump Assembly | 36
02-03-001611 | Vaporizer Assembly | 36
02-03-001612 | Throtle Valve Assembly | 36
02-03-001613 | Switch VAC. | 36
02-03-001614 | Valve Solenoid | 36
02-03-001615 | Compressor Assembly | 36
02-03-001616 | PWA Micro Auto Test | 24
02-03-001617 | VACF Pump Assembly DB 16 | 24
02-03-001618 | Kit Spares English | 12
02-03-001619 | PM Kit 1 | 240
02-03-001620 | PM Kit 2 | 240
02-03-001621 | Hivac Gresse | 12
02-03-001622 | Flag Sensor over center | 36
02-03-001623 | RF Watt Meter Bird | 18
02-03-001624 | Temp Probe Omega | 18
02-03-001625 | VAC Gauge Tool Kit | 18
02-03-001626 | Heater Flex 240V | 18
02-03-001627 | Heater Flex 240V | 18
02-03-001628 | RF Power Generator | 18
02-03-001629 | RF Match | 24
02-03-001630 | RF cable | 24
02-03-001631 | Door Sensor | 48
02-03-001632 | Thermister | 66
02-03-001633 | CPU Board | 24
02-03-001634 | Control Enclosure | 18
02-03-001635 | Injector Valve 2 | 150
02-03-001636 | Plastic Kit chamber | 150
02-03-001637 | Analog PCB | 24
02-03-001638 | Electrode Assembly | 150
02-03-001639 | Bellows | 96
02-03-001640 | Printer Dotmatrix | 24
02-03-001641 | Pneumatic Pannel | 24
02-03-001642 | Assembly Panel Front | 24
02-03-001643 | Baratron PR. Transducer | 36
SELLING PARTS FOR LUMEN CLEANER AND SONIC IRRIGATOR
02-03-001644 | S12000 MAIN LID ASSEMBLY | MED1012 | 6
02-03-001645 | NEW EZ LOAD BASKET MANIFOLD | MED1024 | 48
02-03-001646 | PC500 240V POWERBOARD | MED1027 | 6
02-03-001647 | CPE 240V PC500 POWERBOARD | MED1027.2 | 6
02-03-001648 | APG6000 110V 8 TRANSDUCERS | MED1038.8 | 6
02-03-001649 | APG6000 240V 2 TRANSDUCERS | MED1039.2 | 48
02-03-001650 | APG6000 240V 4 TRANSDUCERS | MED1039.4 | 6
02-03-001651 | APG6000 240V 6 TRANSDUCERS | MED1039.6 | 6
02-03-001652 | APG6000 240V 8 TRANSDUCERS | MED1039.8 | 6
02-03-001653 | 0.8L POWERBOARD | MED1040 | 24
02-03-001654 | S12060 MAIN LID ASSEMBLY | MED1106 | 6
02-03-001655 | B RANGE FACIAS RTM | MED1200 | 6
02-03-001656 | B RANGE FACIAS MEDISAFE | MED1200.1 | 6
02-03-001657 | PRESSURE SENSOR UPGRADE S12060 | MED1206 | 6
02-03-001658 | MANIFOLD PORT UPGRADE | MED1223 | 6
02-03-001659 | M4 HANK BUSHES | MED2003 | 6
02-03-001660 | M5 HANK BUSHES | MED2004 | 6
02-03-001661 | S1 HANDLE ASSEMBLED | MED2016 | 6
02-03-001662 | HINGE PLATE | MED2019 | 6
02-03-001663 | DRAIN INSERT S12000 / S12060 | MED2023 | 6
02-03-001664 | DRAIN INSERT B RANGE | MED2023.1 | 6
02-03-001665 | DRAIN NUT | MED2024 | 6
02-03-001666 | DRAIN RING | MED2025 | 6
02-03-001667 | HINGE | MED2028 | 6
02-03-001668 | S1 OPERATING INSTRUCTION PANEL | MED2029 | 6
02-03-001669 | SHARN INSTRUCTION LABEL | MED2029.2 | 6
02-03-001670 | GERMAN INSTRUCTION LABEL | MED2029.3 | 6
02-03-001671 | FRENCH INSTRUCTION LABEL | MED2029.4 | 6
02-03-001672 | SHARN PANEL LABEL A32019 | MED2032 | 6
02-03-001673 | MEDISAFE PANEL LABEL A32031 | MED2033 | 6
02-03-001674 | SENSOR BRACKET S12000 | MED2035 | 48
02-03-001675 | SENSOR BRACKET S12060 | MED2035.2 | 6
02-03-001676 | SNAP IN POCKET PULL | MED2036 | 6
02-03-001677 | BLANK PANEL LABELS | MED2049 | 6
02-03-001678 | GAS SPRING – BB + SS PINS | MED2050 | 24
02-03-001679 | MEDISAFE CAUTION LABEL - GAS SP | MED2056 | 6
02-03-001680 | P CLIP 6.4 - 9.5 | MED2083 | 6
02-03-001681 | RF1 FILTER 3EQ1 | MED2352 | 6
02-03-001682 | RF1 FILTER 6EQ1 | MED2353 | 6
02-03-001683 | NEOPRENE WASHER A32024 | MED3002 | 6
02-03-001684 | 1/2" HOSE ADAPTOR X 1/2" | MED3003 | 6
02-03-001685 | 1/2" THREADED ADAPTOR | MED3004 | 6
02-03-001686 | 1/2" TEE PLAIN | MED3005 | 6
02-03-001687 | LAURA'S PLUMBING ASSEMBLY | MED3007 | 6
02-03-001688 | 90 DEGREE PVC ELBOW | MED3008 | 6
02-03-001689 | S12000 LID SEAL | MED3010 | 72
02-03-001690 | S12060 LID SEAL | MED3011 | 6
02-03-001691 | MINI BALL VALVE | MED3015 | 6
02-03-001692 | MANIFOLD OUTLET OLD | MED3016 | 6
02-03-001693 | IRRIGATOR MANIFOLD BUSH | MED3016.1 | 48
02-03-001694 | MANIFOLD OUTLET NEW | MED3016.2 | 6
02-03-001695 | 1/2" PVC HOSE | MED3018 | 48
02-03-001696 | HOSE 1/2" REINFORCED PVC | MED3018.2 | 6
02-03-001697 | HOSE CLIP LARGE 24.8 – 28 | MED3021 | 6
02-03-001698 | HOSE CLIP SMALL 15.1 – 18 | MED3022 | 6
02-03-001699 | 1/2" X 20 MM BRASS HOSE ADAPTER | MED3023 | 6
02-03-001700 | 1/2" X 20 MM PP HOSE ADAPTER | MED3024 | 6
02-03-001701 | 3/8" HOSE ADAPTOR | MED3024.1 | 6
02-03-001702 | 1/2" THREADED ELBOW | MED3025 | 6
02-03-001703 | ELBOW FOR DRAIN & PRESSURE | MED3025.2 | 6
02-03-001704 | HOSE CLIP M 22.5 - 26.2 | MED3033 | 6
02-03-001705 | SILICONE TUBING 19 MM | MED3036 | 6
02-03-001706 | UNEQUAL TEE | MED3037 | 6
02-03-001707 | TEE 12 X 6 X 2 MM | MED3037.2 | 6
02-03-001708 | 3/8" X 1/2" HOSE ADAPTOR | MED3041 | 6
02-03-001709 | BASKET FEET 10 MM | MED3043 | 6
02-03-001710 | BASKET FEET 14 MM | MED3043.2 | 6
02-03-001711 | BLUE NYLON 1/2" X 1/4" | MED3045 | 6
02-03-001712 | HOSE CONNECTOR 1/4" BSP | MED3048 | 6
02-03-001713 | HOSE CONNECTOR 1/4" X 6 MM | MED3049 | 6
02-03-001714 | HOSE CLIP 8.1 – 9.7 MM | MED3059 | 6
02-03-001715 | EQUAL Y – CONNECTOR 6 MM | MED3061 | 6
02-03-001716 | ELBOW THR/PIN 1/2" BSP X ½ | MED3064 | 6
02-03-001717 | HOSE CLIP 18.6 - 22.1 | MED3074 | 6
02-03-001718 | HOSE CLIP 17.1 - 20.2 | MED3078 | 6
02-03-001719 | HOSE CLIPS 13.3 - 16.4 | MED3078.1 | 6
02-03-001720 | HOSE CLIPS 10.5 - 12.7 | MED3082 | 6
02-03-001721 | ELBOW 6 MM X 1/8" FLOW | MED3088 | 6
02-03-001722 | FILTER FOR LARGE DEBRIS | MED3110 | 192
02-03-001723 | SPRING GRIP 1" | MED3112 | 6
02-03-001724 | HOSE CLIP 3/4" | MED3113 | 6
02-03-001725 | BUNG FOR BLOCK | MED3114.1 | 6
02-03-001726 | CABLE GLAND GREY | MED4001.2 | 6
02-03-001727 | SWITCH (D. POLE/LED) | MED4002 | 6
02-03-001728 | SWITCH COVER & BRACKET | MED4003 | 6
02-03-001729 | THERMAL CUT OUT - 569 L70C | MED4006 | 48
02-03-001730 | THERMAL CUT OUT 50 DEG | MED4006.1 | 6
02-03-001731 | THERMAL CUT OUT 60 DEG | MED4006.2 | 6
02-03-001732 | THERMAL CUT OUT 70 DEG | MED4006.3 | 48
02-03-001733 | FUSE 10A CERAMIC | MED4008 | 6
02-03-001734 | FUSE 10A GLASS | MED4008.2 | 60
02-03-001735 | THERMOSTAT | MED4010 | 6
02-03-001736 | THERMOSTAT KNOB | MED4010.1 | 6
02-03-001737 | POWER CORD & PLUG (U.S.) | MED4011 | 6
02-03-001738 | LC2C PUMP 115V | MED4012 | 6
02-03-001739 | US BLUE RECEPTACLE | MED4019 | 6
02-03-001740 | RELAY (FOR SENSOR) 1A2410 | MED4034 | 6
02-03-001741 | PRESSURE SENSOR | MED4035 | 96
02-03-001742 | PRESSURE SENSOR B RANGE | MED4035.1 | 96
02-03-001743 | PRESSURE SWITCH 600 | MED4035.2 | 6
02-03-001744 | HEATER 240V 300W | MED4038 | 96
02-03-001745 | HEATER 110V / 120V | MED4039 | 6
02-03-001746 | LC2C PUMP 220V | MED4041 | 96
02-03-001747 | LC2C PUMP JOINT SEAL SMALL | MED4042 | 48
02-03-001748 | LC2C PUMP JOINT SEAL LARGE | MED4042.1 | 48
02-03-001749 | POWER CORD & PLUG EURO | MED4047 | 6
02-03-001750 | EURO CABLE AND PLUG | MED4047.1 | 6
02-03-001751 | FUSE 5A CERAMIC 32 MM | MED4049 | 150
02-03-001752 | 220V PUMP | MED4058 | 6
02-03-001753 | PUMP 110V | MED4059 | 6
02-03-001754 | MAINS PLUG 13A | MED4063 | 6
02-03-001755 | TIMER 15 MINUTES | MED4090 | 96
02-03-001756 | TIMER KNOB | MED4090.1 | 6
02-03-001757 | FAN 220V 11W | MED4091 | 96
02-03-001758 | FUSE HOLDER LOW PROFILE | MED4095 | 60
02-03-001759 | LOW PROFILE FUSE HOLDER ALT | MED4095.1 | 6
02-03-001760 | WASHER FOR FUSEHOLDER | MED4096 | 60
02-03-001761 | FAN PAPST 115V 60 HZ UL/CS | MED4100 | 6
02-03-001762 | PRESSURE SWITCH | MED4101 | 6
02-03-001763 | FILTER – CHASSIS MNT | MED4402 | 96
02-03-001764 | APG 5 AMP FUSE | MED4403 | 150
02-03-001765 | NEON INDICATOR | MED4405 | 6
02-03-001766 | SWITCH SURROUND PLASTIC | MED4406 | 6
02-03-001767 | SWITCH CLEAR COVER | MED4407 | 6
02-03-001768 | FUSE 3.15A | MED4502 | 150
02-03-001769 | FEET FOR BASE PLATE | MED6030.2 | 6
ORTHOPEDIC
02-03-001770 | Complet Lavage Pump with stand. | 225
02-03-001771 | Long hand piece tubing set. | 315
02-03-001772 | Yankauer Multiple orifice. | 315
02-03-001773 | Straight single Orifice. | 315
02-03-001774 | Femoral Cannal Tip | 270
02-03-001775 | 6 and 7 in Splash guard. | 270
02-03-001776 | Desouter cast Cutter. | 1350
02-03-001777 | Kidde standard pneumatic - Tourniquet. | 450
02-03-001778 | Strykers Surgprojector. | 270
02-03-001779 | Arthroscopy with acessories and spear part | 450
02-03-001780 | Operative Orthopedic table | 360
02-03-001781 | Electrical bone power system : drill ,sows &accessories. | 2205
02-03-001782 | Arthroscope for temporo-monotibular joint with all accessories | 45
02-03-001783 | Required for TV.monitor camera video | 45
02-03-001784 | Arthroscope for all joints complete set with vieo camera ,monitor,teaching aid,leg holder,training plastic model&spare parts | 135
| Accessories for Arthroscope | TYPES | PAGE | QTY.(pcs)
02-03-001785 | Monitor |  |  | 10
02-03-001786 | Photograph camera |  |  | 10
02-03-001787 | Telescope 4mm,25 | 8880.533 | B410.207a | 10
02-03-001788 | Trocar sleeve 5.6 mm | 8885.031 | B410.207b | 10
02-03-001789 | Trocar with pyramidal tip | 8885.11 | B410.207b | 10
02-03-001790 | Obturator,blunt | 8885.121 | B410.207b | 10
02-03-001791 | Drainage cannule,capacity 2.3 mm | 8302.09 | B410.401a | 10
02-03-001792 | Also:trocar with oblique tip | 8302.101 | B410.401a | 10
02-03-001793 | Hook probe 4 mm | 8399.95 | B410.401a | 10
02-03-001794 | Hook punch 3.4 mm ,stright | 8488.951 | B410.601 | 10
02-03-001795 | Hook punch,curved 15 upwards | 8488.025 | B410.701a | 10
02-03-001796 | Hook punch,curved 15 upwards | 8488.063 | B410.701a | 10
02-03-001797 | Biopsy forceps 3.4 mm,angled 45 right | 8404.81 | B410.702 | 10
02-03-001798 | Biopsy forceps 3.4 mm,angled 45 left | 8404.71 | B410.702 | 10
02-03-001799 | Hook scissors 3.4 mm | 8488.04 | B410.705 | 10
02-03-001800 | Biopsy and retraction forceps 4.5 mm | 8403.1 | B710.706a | 10
02-03-001801 | Meniscus grasping forceps | 8403.001 | B410.707 | 10
02-03-001802 | Leg holder | 8562.2 | B411.401 | 10
02-03-001803 | RIWO DRIVE Generator | 2302.001 | B410.901a | 10
02-03-001804 | Motorised handle | 8561.121 | B410.902 | 10
02-03-001805 | Resector 4.5 mm | 8568.011 | B410.904 | 10
02-03-001806 | Incisor 4.5 mm | 8568.051 | B410.904 | 10
02-03-001807 | Shaver cutter 4.5 mm | 8568.201 | B410.904 | 10
02-03-001808 | Hooed roun bur 5.5 mm | 8569.301 | B410.904 | 10
02-03-001809 | Acromionizer 5.5 mm | 8569.351 | B410.904 | 10
02-03-001810 | Arthro pump 2202 | 2202.001 | B411.001a | 10
02-03-001811 | Light source AUTO LP 5123,180 W | 5123.001 | A102.01c | 10
02-03-001812 | Fibre light source 3.5 mm | 8061.353 | A104.01a | 10
02-03-001813 | 1 CCD ENDOCAM 5502-controller | 5502.101 | A105.02c | 10
02-03-001814 | 1 CCD ENDOCAM 5502-controller head | 5502.901 | A105.02c | 10
02-03-001815 | RIOW lens with lock mechanism | 8526.272 | A107.02 | 10
02-03-001816 | Colour montor | 5370.372 | A108.01b | 10
02-03-001817 | Mobile unit tower | 31112.321 | 411.01b | 10
Qty.
02-03-001818 | Power system(drill,saws,etc,complete set) Pneumatic | 90
02-03-001819 | C-arm Image intentesifir for use in orthro.& Trauma | 90
02-03-001820 | Automatic pneumatic tourniquet-motorized single cuffed double cuffed | 90
02-03-001821 | Complete central sterilization department consists of :washing ,packing ,and sterilzation equipment | 30
02-03-001822 | Surgical Navigation system for use in orthro. surgery | 30
Artificial limbs&splint
02-03-001823 | Hot air gun 756 E6 | 21
02-03-001824 | Electnic Jigsaw 756 B2 | 42
02-03-001825 | 1- Jigsaw blaes 756 Y 26=1 | 270
02-03-001826 | 2-Jigsaw blaes 756 Y 26=2 | 270
02-03-001827 | 3-Jigsaw blaes 756 Y 26=3 | 270
02-03-001828 | Water pan with cover 759 P,220 V,50 HZ | 105
02-03-001829 | Mobile air compresser 755 K | 27
02-03-001830 | Oven 701 E9=2 755 K | 18
02-03-001831 | Vacuum machine 755E6 | 21
02-03-001832 | Belt sander 701L6 | 18
02-03-001833 | Motor for belt sander 701L6 | 0
02-03-001834 | Universal band saw machin 701S3 | 18
02-03-001835 | Electric cast cutter 756B4 | 54
02-03-001836 | Hot air gun 756E2 | 27
02-03-001837 | Oven 701E10 | 18
02-03-001838 | Heating plate 759H4 | 36
02-03-001839 | Electronic reversible hand drill 701B5 | 39
02-03-001840 | Laser line with 743L30 | 3
PHYSIOTHERAPY
02-03-001841 | Galvanic & Faradic Stimulator | 330
02-03-001842 | Ultrasound | 330
02-03-001843 | Hubbard Tank + Control Unit | 57
02-03-001844 | Combined UV + IR | 300
02-03-001845 | Infra Red. | 294
02-03-001846 | Anti sore bed (Air fluidize therapy) with pump | 1440
02-03-001847 | Interferential therapy | 132
02-03-001848 | Micro Wave | 306
02-03-001849 | Foot SPA | 408
02-03-001850 | Cervical traction unit | 279
02-03-001851 | Lumbar traction with accessories and spare parts | 255
02-03-001852 | Massage unit | 498
02-03-001853 | Laser for physiotherapy | 249
02-03-001854 | Mobile wax bath. | 300
02-03-001855 | Rowing Machine. | 132
02-03-001856 | Tens unit (Trans electric cutaneous stimulator) | 285
02-03-001857 | Diadynamic BFA (for mono & diphase) | 261
02-03-001858 | Myomed (Biofeed back) or Myo-FB2 (Biofeed back) | 111
02-03-001859 | Combined ultra sound with electro therapy(Medium Freguency) with accssories and spare parts | 270
02-03-001860 | Low and medium freguency unit with full accessories and spare parts | 99
02-03-001861 | Vacume unit for electrode fixation with full accessories and spare parts | 129
02-03-001862 | Short wave with circuplodes head with full accessories and spare parts | 333
02-03-001863 | Para fango slabs | 273
02-03-001864 | Electrical trade mil for physiotherapy | 261
02-03-001865 | Mechanical tradmill for physiotherapy | 159
02-03-001866 | Exercise couch (with 3mobile section and separate leg section) | 333
02-03-001867 | Tilting table(mechanical)adult | 183
02-03-001868 | Tilting table(mechanical) CHILD | 147
02-03-001869 | Quadericeps and Ischial Rehbilitation equipment with full accessories | 291
02-03-001870 | Universal Occupational therapy table | 228
02-03-001871 | Multi function fitness centre | 111
02-03-001872 | Precision stimulation current unit for electrodiagnosis and electrotherapy with full accessories and spare parts | 84
02-03-001873 | Motor-operated shoulder motion device for continuous passive joint mobilization | 270
02-03-001874 | Motor-operated knee & hip joint motion device for continuous passive joint mobilization | 321
02-03-001875 | Motor-operated elbow joint motion device for continuous passive joint mobilization | 309
02-03-001876 | Motor-operated ankle&talocalcaneo -navicular joint device for continuous passive joint mobilization | 300
02-03-001877 | Motor-operator knee &hip&ankle joint device for contineous passive joint mobilization | 249
02-03-001878 | Multifunctional innovation for active & passive joint mobilization | 222
02-03-001879 | Dynamic arm abduction splint | 624
02-03-001880 | Cryotherapy device | 252
02-03-001881 | Ankle pump device to accelerate venous&arterial blood flow | 261
02-03-001882 | Multi joint system for diagnostic tests & exercises involving all types of movement which measures forgue,speed , work, power, fatigue tests joint range ,work out duration, electro myographic signal. | 144
02-03-001883 | Infra red laser for physiotherapy | 171
02-03-001884 | Magnatic field therapy apparatus | 171
02-03-001885 | Fixed bicycle & ergometery equipment with accessories | 330
02-03-001886 | Cold and hot bath | 342
02-03-001887 | Slendirtone | 183
02-03-001888 | Dynamometer for upper arm | 162
02-03-001889 | Dynamometer for lower arm | 171
02-03-001890 | Magnetic therapy | 180
02-03-001891 | Fixed bicycle & ergometery equipment with accessories | 330
02-03-001892 | Cold and hot bath | 342
02-03-001893 | Slendirtone | 183
02-03-001894 | Dynamometer for upper arm | 162
02-03-001895 | Dynamometer for lower arm | 171
02-03-001896 | Magnetic therapy | 180
02-03-001897 | Hot bath | 30
02-03-001898 | Wax Bath(foot wax) | 30
02-03-001899 | Wax Bath(hand wax) | 30
E.N.T
02-03-001900 | Surgical microscope for ENT with fitting of TV camera,Video,Monitor, Photograph camera, laser attachment,Optic carreir , objective lens F=250 mm,F=400 mm,straight binuclear tube , control unit , powercable , column on mobile base , mannule focusing , swing arm. | 102
02-03-001901 | Surgical microscope for ENT | 192
02-03-001902 | Nasal Cautery burner:two sizes , long heavy duty with wide end , short with ball end. | 429
02-03-001903 | Hovel Handle for nasal cautery:two types , straight , gun handle,plus cable and trasformer . | 306
02-03-001904 | Auroscope Set: battery oprated scope ,hallogen light bulb , magnifying glass , different size speculums.,different size ear speculums , magnifing glass,ruber bag and tube | 807
02-03-001905 | Bronchoscope :two sets for (adult,child) with suction tubes and surgical forcepes to fit each size ,plus fibroptic carreir,fibroptic cable,cold light source. Osophagoscope:3 sizes for (male adult,female adult ,child) with suction tubes and surgical forceps to fit all sizes ,plus fiberoptic carreir,fiberoptic cable,cold light source. | 201
02-03-001906 | Fiber optic head light | 504
02-03-001907 | Fiber optic Light source. | 402
02-03-001908 | Laryngoscope three size with cable. | 225
02-03-001909 | Laryngoscope three size with cable with fitting of TV camera,Video,Monitor, Photograph camera . | 147
02-03-001910 | Endoscope Set Complet. | 180
02-03-001911 | Siegle speculum,different size ear speculums , magnifying glass,rubber bag and tube | 393
02-03-001912 | Artificial Larynx vibrator for speech. | 1677
02-03-001913 | Grommets | 70572
02-03-001914 | Sinuscope + fiber light source:different sizes with differen angle lense, pluse different size forcepes and suctiones tubes . | 159
02-03-001915 | Sinuscope + fiber light source:different sizes with differen angle lense, pluse different size forcepes and suctiones tubes withTV camera,Video,Monitor, Photograph camera . | 141
02-03-001916 | Fiberoptic flexible nasopharyngolaryngoscope. | 171
02-03-001917 | Lazer system & instruments for ENT use with accessories and spare parts with operating microscope:portable,conical tips differen sizes ,bare flat end differen sizes,malleable extention different sizes,attachmente for the microscope,pluse silicon covered anaesthatic tubes , gougeles to protect the eyes,computerised to control the laser beam. | 69
02-03-001918 | CO2 Lazer system & instruments for ENT use with accessories and spare parts with operating microscope:portable,conical tips differen sizes ,bare flat end differen sizes,malleable extention different sizes,attachmente for the microscope,pluse silicon covered anaesthatic tubes , gougeles to protect the eyes,computerised to control the laser beam. | 99
02-03-001919 | Diod lazer ENT | 108
02-03-001920 | Consultation table for ENT | 114
02-03-001921 | Electric Drill for E.N.T use | 264
02-03-001922 | fiber optic bronchoscope | 90
02-03-001923 | Micro debreder shaver (miniture shaver system) with access. & S.P | 111
02-03-001924 | biocem system (isonomeric cement) with access. & S.P | 84
02-03-001925 | Facial nerve dedector | 129
02-03-001926 | Simposn diathermy with cable (simposon spear end diathermy electrode) | 156
02-03-001927 | Esophagoscopy (pediatric set) Esophagoscope tube (diff.Size) Adjustable magnifier Prismatic light deflector Rubber telescope guide Hopkins straight forward telescope Optical forceps Optical alligator forceps Forceps peanut,grasping Forceps alligator ,grasping Forceps universal biopsy Forceps circular cup biopsy Rigi suction tube Cotton carrier | 132
02-03-001928 | Esophagoscopy (Adult set) Hopkins straight forward telescope 0 Telescope guide Roberts-jesberg oral operating oesophagoscope (diff. size) Fiber optic light carrier Prismatic light deflector Roberts-jesberg hypopharyngoscopes Handel Adjustable magnifier Cotton carrier Rigid suction tube Esophagoscopic Forceps - grasping , biopsy and grasping ,circular cup and biopsy,peanut grasping Sponge holder spring handel Esophagoscopic Forceps (alligator grasping ,peanut grasping cupa biopsy, biopsy and grasping ,Sponge holder spring handel) | 105
02-03-001929 | Bipolar coagulating forceps Bipolar coagulating forceps insulated (straight,angled,angular,bayonet) | 252
02-03-001930 | Bipolar coagulating forceps ,tip curved 90 | 177
02-03-001931 | Bipolar coagulating forceps ,tip curved 120 | 174
02-03-001932 | Bipolar coagulating forceps ,tip curved 60 | 174
02-03-001933 | Bipolar coagulating electrode suction tube | 201
02-03-001934 | Unipolar nasal needle electrode | 264
02-03-001935 | Autocon 50,high frequency electrosurgical generator | 114
02-03-001936 | Autocon 200,high frequency electrosurgical generator | 96
02-03-001937 | Autocon 350,high frequency electrosurgical generator | 87
02-03-001938 | Accessories for autocon 50,200,350 :- Sterilizing insert Wire snare Ribbon snare Kirschner knife electrode Magenau knife electrode Ball electrode Flat electrode | 165
02-03-001939 | Montogemry T-tube for tracheal stenosis (diff size) | 615
02-03-001940 | Laryngoeal stents keels (diff size) | 618
02-03-001941 | Otoacoustic emission machine | 102
02-03-001942 | Clinical audiometer with all accessories | 189
02-03-001943 | Screening audiometer | 141
02-03-001944 | Tympanometer:Manual,Automatic: Impedance audiometer with facilities for tympanometry,acoustic reflex study for contralateral and ipsilateral,stimulation & recording facilities (perferable automatic type computerised self recording) | 135
02-03-001945 | Pediatric audiometer (hand - held) | 150
02-03-001946 | Sound level meter (hand - held) | 141
02-03-001947 | Audiometer Calibration Kit(fiull set)including :precision SLM + filter set,artificial ear ,connections and adaptors | 84
02-03-001948 | Calorimeter (aquameter) | 156
02-03-001949 | Caloric stimulation apparatus-operating by air | 108
02-03-001950 | Brainstem evoked response apparatus(for auditory,visual & somatosensory evoked potentials& ecochg) | 87
02-03-001951 | Computer audiometer | 102
02-03-001952 | Audiology unit :- a-Bichannel clinical digital audiometer with facilities for speech audiometry ,free field audiometry and ABLB SiSi and other tests computerised self recording | 93
02-03-001953 | b-University of manchester high frequency rattle University of manchester low frequency rattle University of manchester chime bar | 81
02-03-001954 | Speech therapy apparatus set like: S-indicator N-inddicator FO-inddicator Sygmatrainer | 90
02-03-001955 | Hearing aid calibration apparatus | 33
02-03-001956 | Ear mold lab- for custom-moe hearing aid | 63
02-03-001957 | Speech audiometer | 81
02-03-001958 | Speech trainers | 93
02-03-001959 | Multiple speech trainer arrow system with sound light projector | 45
02-03-001960 | Deaf teaching equipment | 36
02-03-001961 | Speech recorder | 33
02-03-001962 | Auditory feed back | 36
02-03-001963 | Toys for chilren | 90
02-03-001964 | Speech tests | 36
02-03-001965 | Ear mold lab | 15
02-03-001966 | Maintenance workshope for hearing aid and hearing-speech instruments | 27
02-03-001967 | Rhinoplastic surgery | 135
02-03-001968 | Surgical instrument aid with implantation of all cochlear implant Audiset(two channel clinic-diagnostic audiometer) | 90
02-03-001969 | Surgical operating microscope with; | 90
02-03-001970 | Tele camera | 90
02-03-001971 | Moniter | 90
02-03-001972 | Vedio | 90
02-03-001973 | Printer | 90
02-03-001974 | Micro-instruments set for cochlear implantation consisting of: | 225
02-03-001975 | Micro-guiding instrument for electrodes array,claw-shaped | 225
02-03-001976 | Micro-elevators,angulated,length 1.5 mm,curved right same curved left | 225
02-03-001977 | Micro-knives,lancet-shaped | 225
02-03-001978 | Cement applicator,16 cm ,vertical spatula,2.5 X2.5 mm | 225
02-03-001979 | Annular template MED,EL template ,solid,hollow | 225
02-03-001980 | Diamond burr shaft diameter 2 35 mm length 70 cm,diametero 6 mm. | 585
02-03-001981 | Same,diameter 1.0 mm | 585
02-03-001982 | Same,diameter 1.4 mm | 585
02-03-001983 | Diamond,cylindrical,shaft diameter 2.35 mm,length 44 mm,diameter9 mm. | 135
02-03-001984 | Adaptor for suction cannulas cut off hole length 10 cm | 135
02-03-001985 | Suction cannulas angular working length 6 cm O.D 0.7 mm | 135
02-03-001986 | Same O.D. 1.0 mm | 135
02-03-001987 | Same O.D. 1.3 mm | 135
02-03-001988 | Plastic stallet | 135
02-03-001989 | Guiding micro-forcipe | 135
02-03-001990 | Caloric stimulation apparatus-operating by air | 135
02-03-001991 | Electronystagmogram | 300
02-03-001992 | Hearing aid analyser | 30
02-03-001993 | Chiron ENT Examination unit | 270
02-03-001994 | Endo-Strobos cope with the compact unit for larynx iagnosis (footpadle,neck prob rigiable flexable,scope an fibroopt cable) | 300
02-03-001995 | Rhinomano meter 300 the measuring unit for function iagnostic of nois breathing | 300
02-03-001996 | Hygrotherm plus the irrigation with automatic decontamication system | 300
02-03-001997 | Vario therm plus | 300
02-03-001998 | Vario air the ait caloriser for dry vestibular is examination | 300
Medical Laboratory Machine
02-03-001999 | Sterile drapes suitable for zoiss universal microscope | 30
02-03-002000 | Blood gases analysis unit (for burn units) | 60
02-03-002001 | Co2 cylinder | 120
02-03-002002 | Co2 automatic gas | 60
02-03-002003 | Autoclave | 300
02-03-002004 | Flash sterilization autoclaves | 150
02-03-002005 | Microscope drapes | 300
02-03-002006 | Equipment for sealing & Labeling | 30
02-03-002007 | Electrod for PH- meter | 30
02-03-002008 | Sealed lead acid battery (HP24 -12 ( 12 m 24) 12V , 24 AH ) | 60
02-03-002009 | Cool spin | 150
02-03-002010 | Triple Beame Balance with accessories and spare parts | 1500
02-03-002011 | Cystic fibrosis analyser with accessories and spare parts | 120
02-03-002012 | Centrifuge electric with accessories and spare parts | 900
02-03-002013 | Incubator electric with accessories and spare parts | 1200
02-03-002014 | Oven electric with accessories and spare parts | 900
02-03-002015 | Blood cell suspension Mixer with accessories and spare parts | 1200
02-03-002016 | Chlorid meter with accessories and spare parts | 600
02-03-002017 | Chlorino meter with accessories and spare parts | 600
02-03-002018 | Automatic Digital Chlorid meter Complet with accessories and spare parts | 600
02-03-002019 | Automatic Digital Prothrombinometer with accessories and spare parts | 600
02-03-002020 | T.S Meter with accessories and spare parts | 90
02-03-002021 | E2 PI liter processor double version complete with accessories and spare parts | 120
02-03-002022 | Prothrombine water bath without rack with accessories and spare parts | 150
02-03-002023 | Electric glass wave washing T.T with accessories and spare parts | 180
02-03-002024 | Khan shaking apparatus with accessories and spare parts | 1050
02-03-002025 | Set wester green (E.S.R) with accessories and spare parts | 3300
02-03-002026 | Microscope with accessories and spare parts | 4800
02-03-002027 | Scanner for electrophoresis complet (with rolls) with accessories and spare parts | 180
02-03-002028 | Automatic Pipette 100 Micro Liter. | 1050
02-03-002029 | Spare Kinfe for Microtom :(paraffin sections) 16 cm (c-profile) metal stainless steel paraffin tissue microtome knife including protection box). | 3900
02-03-002030 | Spare Kinfe for Microtom :(Frozen sections) 16 cm (c-profile) metal stainless steel paraffin tissue microtome knife including protection box). | 450
02-03-002031 | Differencial counter electrical/mechanical with accessories and spare parts | 3900
02-03-002032 | Mechanical/ electrical analytical balance cap 200g. | 120
02-03-002033 | Digital Flame Analyser Photometer with accessories and spare parts | 1350
02-03-002034 | Hot Plate Electric | 600
02-03-002035 | Water Still stainless steel. 4L/H,16L/H with accessories and spare parts | 3300
02-03-002036 | Anaerobic Jar with accessories and spare parts | 2100
02-03-002037 | Catalyst for Anarobic Jar with accessories and spare parts | 4200
02-03-002038 | Haematocrite Centrifuge (PCV) with accessories and spare parts | 4500
02-03-002039 | Haemoglobinometer electric with accessories and spare parts | 3000
02-03-002040 | Rotory Microtom:both manual and automated for histopathology paraffine sections.upplied with tissue retraction function,auto tremming mode,front tissue advance handle,adjustable standard knife holder,disposable blade holder (high & low profile,variable adjustable specimens and cassettes with V-insert.220V/50 Hz with accessories and spare parts | 1050
02-03-002041 | Disposable Kinfe (blade) for Microtom (paraffin sections low & high profile disposable metal blades 50x box) | 4500
02-03-002042 | Protable/vertical aluminium autoclave (small,large) with accessories and spare parts | 2400
02-03-002043 | Magnetic Stirrer hot plate with accessories and spare parts | 600
02-03-002044 | Bilirubinometer with accessories and spare parts | 2100
02-03-002045 | Water Still electric (Glass ) 10L/H,4L/H with accessories and spare parts | 3300
02-03-002046 | Diluter (Hook-Tucko) with variable dilution with accessories and spare parts | 600
02-03-002047 | Spectrophotometer visibile type, or spectrophotometer visibile type filter type all these with or without a-sipper pump & cuvette b-Temp control c-butt in computer for all purpose & chemical reaction with accessories and spare parts | 2100
02-03-002048 | Coagulometer with accessories and spare parts | 90
02-03-002049 | Water bath 12 litter with accessories and spare parts | 2400
02-03-002050 | Vortex shaker with accessories and spare parts | 1800
02-03-002051 | Electric Balance (sensitive) capacity 100mg , 1 kg and 16 kg with accessories and spare parts | 3000
02-03-002052 | PH Meter with accessories and spare parts | 900
02-03-002053 | Blood Gas analyser with accessories and spare parts | 750
02-03-002054 | U.V light lamp for G6PP with accessories and spare parts | 600
02-03-002055 | Dry chemistry system or instument for blood glucose determination | 330
02-03-002056 | Sliding Weight balance 101 gm with accessories and spare parts | 90
02-03-002057 | Platelet aggregometer + rolls with accessories and spare parts | 60
02-03-002058 | Cool spin (Refrigerated centrifuge) 96 tubes with accessories and spare parts | 330
02-03-002059 | Blood refrigerator (Large) with accessories and spare parts | 600
02-03-002060 | Deep freeze (-40C') | 180
02-03-002061 | Eliza system include : Micro Elisa reader with accessories and spare parts | 360
02-03-002062 | Micro Elisa washer with accessories and spare parts | 360
02-03-002063 | Micro Elisa incubator with accessories and spare parts | 360
02-03-002064 | Printer for above reader | 360
02-03-002065 | Automatic pipette (5-50) Microliter. | 390
02-03-002066 | Multichannel pipette (12) channels (5-50) & (50-250) Microliter | 390
02-03-002067 | Multichannel pipette (8) channels (5-50) & (50-250) Microliter | 390
02-03-002068 | Prothrombinometer with accessories and spare parts. | 60
02-03-002069 | Fluro Immuno assay system for hormons and tumer marker with accessories and spare parts | 210
02-03-002070 | Multichannel pipette (100-1000ml) with accessories and spare parts | 960
02-03-002071 | Deep Freeze (-70C') with accessories and spare parts | 180
02-03-002072 | Water content with accessories and spare parts | 30
02-03-002073 | Hydrogen generator for gas liquid chromatography | 30
02-03-002074 | Nitrogen generator for gas liquid chromatography | 30
02-03-002075 | Air comprossor for gas liquid chromatography | 30
02-03-002076 | Infra red spectrophotometer with accessories and spare parts | 90
02-03-002077 | High performance liquid chromatography with accessories and spare parts | 60
02-03-002078 | Spectro flourometer with accessories and spare parts | 30
02-03-002079 | Atomic Absorption with accessories and spare parts | 150
02-03-002080 | Racks for pyrogen units with inok otrigeb with out Trays with accessories and spare parts | 120
02-03-002081 | Polarography instrumenter with accessories and spare parts | 30
02-03-002082 | Blood cell counter with accessories and spare parts | 330
02-03-002083 | Haematology micro cell counter with accessories and kits with accessories and spare parts | 30
02-03-002084 | Alcolmeter ( blood sample) with accessories and spare parts | 30
02-03-002085 | Alcolmeter (breath sample) with accessories and spare parts | 330
02-03-002086 | System for intraoperative autologous blood collection from operative field, treatment and retransfusion to same patient with consumables for one year. | 30
02-03-002087 | PCR Thermal cyclier for DNA . with accessories and spare parts | 60
02-03-002088 | Immuno fluorescen plater reader for gel electro phoresis | 30
02-03-002089 | Bactec 460-TB with accessories and spare parts | 30
02-03-002090 | Hot air sterilizer with accessories and spare parts | 180
02-03-002091 | High Pressure steam sterilizer. | 120
02-03-002092 | Acupuncture electrical stimulater or transcutaneous electrical nerve stimulater (TENS) | 30
02-03-002093 | Electrophoresis tank with accessories including:(sample applicator , Plastic plate , Cooled plate..) | 420
02-03-002094 | Electrophoresis scanner | 420
02-03-002095 | Power supply. for the electrophoresis with accessories and spare parts | 30
02-03-002096 | Shaker for blood agglutination (rotater type) | 390
02-03-002097 | Hydrogen generator with accessories and spare parts:(To produce high purity H 2 for gas chromatography , the maximum flow rate approx. 300ml /mit, adjustable out put pressure from 1-4 G/CM2 work at 220-240 V A.C single phase supplies with all standerd accessories, recommended spare parts list sufficient for five years, with service mannula for maintenance instructions ) | 30
02-03-002098 | Inverted microscope with phase with accessories and spare parts | 30
02-03-002099 | Peristatic Pump with accessories and spare parts | 60
02-03-002100 | Vaccum Pump with accessories and spare parts | 60
02-03-002101 | Hood | 210
02-03-002102 | Magnetic bar | 180
02-03-002103 | Lux-Meter | 240
02-03-002104 | Kata thermometer | 90
02-03-002105 | Batteries 9 V long life | 180
02-03-002106 | Electronic neural noses | 30
02-03-002107 | Water deionizer 5L 1h (with anionic and cationic resin) with accessories and spare parts | 60
02-03-002108 | Disolution Apparatus can be used according to U.S .P or B.P desoluting test for tablet & capsule with accessories and spare parts | 30
02-03-002109 | Centrifuge (volume capacity 50ml and above) with accessories and spare parts. | 30
02-03-002110 | Ultrasound Bath notless than 30x30cc with accessories and spare parts | 60
02-03-002111 | High Efficiency Diaphragm Compressor with accessories and spare parts | 30
02-03-002112 | Heating mantil electrothermal for size flask 250ml with accessories and spare parts | 30
02-03-002113 | Heating mantil electrothermal for size flask 500ml with accessories and spare parts | 30
02-03-002114 | Heating mantil electrothermal for size flask 1000ml with accessories and spare parts | 30
02-03-002115 | Flow cytometry apparatus with accessories and spare parts | 90
02-03-002116 | Thin layer chromotography with accessories and spare parts | 30
02-03-002117 | Pyrogen test processor with accessories and spare parts | 30
02-03-002118 | Fluorescent Microscopy complete set with accessories and spareparts | 180
02-03-002119 | B-Scintellator (counter) cemplete set with accessories and spareparts | 30
02-03-002120 | Cell Harvister with accessories and spare parts | 30
02-03-002121 | Liquid Nitrogen Bank (Fridge & Freezer ) & gas supply reservoir complete set with accessories & spareparts | 30
02-03-002122 | Alpha-Radioactive for inactivating of lymphocyte in MLC (mixed lymphocyte culture)technique | 30
02-03-002123 | Cooling centrifuge with accessories & spare parts | 90
02-03-002124 | Microcell counter with accessories. | 30
02-03-002125 | Arcus flourometer (Delifa system) | 30
02-03-002126 | Multichannels biochemistry autoanalyser with all acce., reagents for 2 years use . | 120
02-03-002127 | Electrolyte analyser with all acce.,kits & reagents for 2 years use . | 630
02-03-002128 | Flow cystometry system (computerized) with reagents for 1 year +Image analysis system . | 60
02-03-002129 | L.K.B.knives maker II for glass (Cot No.2178). | 30
02-03-002130 | Flourometry with accessories. | 30
02-03-002131 | Complete general Clinical pathology Lab.or histopathology lab complete.which including rotary microtome cryostate (freezing microtom) tissue embedding station knife sharpener ,auto. Tissue processor,auto. Slide stainer,disposable and reusable microtome knives slide block cabinets. | 30
02-03-002132 | Bacteriology lab. complete | 30
02-03-002133 | Clinical chemistry lab. | 30
02-03-002134 | Automatic Histochemistry (immune cytochemistry) slide stainer for cyto & histopathology. | 30
02-03-002135 | Laminar flow hood BL (class II or class III) with accessories and spare parts | 30
02-03-002136 | IFAT microscope with cammera with accessories and spare parts | 30
02-03-002137 | PCR system with accessories and spare parts | 30
02-03-002138 | Double distiller | 60
02-03-002139 | Cooled centrifuge for RIA | 30
02-03-002140 | Steam sterilizer | 300
02-03-002141 | reader for PCV | 300
02-03-002142 | DCA 2000 Analyzer (Code No. 5031A , Reagent kit 5036 A , Normal control 5072 , Abnormal control 5073 with reagents for HbA1 c test and 500 microalbuminurea) | 30
02-03-002143 | CSII insulin infuser disetronic with accessories(H-Tron plus V100) | 90
02-03-002144 | Gas chromatography with mas spectrometer | 30
02-03-002145 | Co-oximeter (carbon monoxide in the blood analyzer) | 30
02-03-002146 | Alcohol analyzer | 30
02-03-002147 | Gas chromatography made for alcohol in the blood analysis | 30
02-03-002148 | Homigenizer for biological tissues | 30
02-03-002149 | Rota- Vapour (rotatory evaporator) | 30
02-03-002150 | Fluorescent microscopy with camera complete set with accessories and spare parts | 60
02-03-002151 | Immunodiffusion plate reader with accessories and spare parts | 60
02-03-002152 | B- Scintilator (counter) complete with accessories and spare parts | 30
02-03-002153 | T and B cell sperator units with accessories and spare parts for HLA typing | 90
02-03-002154 | ELISA system (micro plats reader, incubator and automated washer) complete set with accessories and spare parts and soft ware for nuclear antigen analysis | 60
02-03-002155 | Cell harvestor complete set with accessories and spare parts | 60
02-03-002156 | Immunoglobulins and complete components analyzer complete set with accessories and spare parts | 30
02-03-002157 | Flow cytometer complete set with accessories and spare parts | 30
02-03-002158 | Light table for allergy micro plates | 90
02-03-002159 | Bara code reader for allergy micro plates | 90
02-03-002160 | Micro spectrophotometer | 30
02-03-002161 | Automatic glass wear washing machine | 30
02-03-002162 | Spectrophotometer couantim II and pintawsher | 30
02-03-002163 | Computerized zone reader (for antibiotic assay) | 30
02-03-002164 | Machine for sealing (bottle of plastic and alminum caps) | 30
02-03-002165 | Digital top loading balance (precision balance 2 kg) | 90
02-03-002166 | High spead glass blander | 30
02-03-002167 | Adjustible dispanser bottles (diff. sizes) | 120
02-03-002168 | Level for petridish of microbiological assay | 30
02-03-002169 | Spectrophoto flourometer | 30
02-03-002170 | Hot air sterilizer vol. 700L | 30
02-03-002171 | Electric haemogenizer | 30
02-03-002172 | Liquid nitrogen container | 30
02-03-002173 | Centrifuge for large size sample (50-100ML) | 30
02-03-002174 | Vaccum pump with trap (saving trap) | 60
02-03-002175 | Continuously recording spectrophotometer | 30
02-03-002176 | Automatic coagulometer for chromogenic assay (a-Automatic coagulometer , b-Eragation system , c-Double cuvettes) | 30
02-03-002177 | Mini Vidas Eliza and flouresent with kits | 30
02-03-002178 | Radio immunoassay (RIA) with kits | 30
02-03-002179 | Calibrated automated dilutor | 30
02-03-002180 | Automatic contineous analysis | 30
02-03-002181 | Organ bath system computerized VGO BASILE ITALIA (6 organ baths and 3 double channels recorders /Gemini/ and 6 isometric trauducers) | 30
02-03-002182 | Oxygen flask apparatus 500-1000 ML (the apparatus consist of aheavy – walled conical deeply lipped or cupped 500ml flask fitted with aground glass stopper to which is fused atest specimen carrier consisting of heavy - gauge platinium wire & apiece of weided platinum gauze measuring about 1.5 x 2cm (USP XXII ) 20 piece ) | 180
02-03-002183 | Coulter counter for determination of particle size in I.V fluid and injection | 30
02-03-002184 | Karl fisher for water contain determination | 30
02-03-002185 | Dissolution apparatus can be used according USP or BP dissoluting test for tablets or capsules method I,II,III…etc.. | 30
02-03-002186 | U.V cabinet for TLC 25 | 30
02-03-002187 | Thin film evaporator | 60
02-03-002188 | Potentiometric titration system with accessories (Glass , silver , Hg - Hg , patinium electrode ) | 30
02-03-002189 | Electric dispenser machine (for filling media) | 30
02-03-002190 | Inverted microscope with stage warmer and camera video TV with accessories and spare parts. | 30
02-03-002191 | Phase contrast microscope with stage warmer with accessories and spare parts. | 30
02-03-002192 | Wild stereo microscope with stage warmer with accessories and spare parts. | 30
02-03-002193 | Co2 incubator with accessories and three Co2 gas cylinders with accessories and spare parts. | 60
02-03-002194 | Large stage warmer with accessories and spare parts. | 30
02-03-002195 | Laminar flow hood with filter, ultra violet light, temperature control and Pipette, gas and spare parts with accessories and spare parts.. | 60
02-03-002196 | Centrifuge, bench Model with accessories and spare parts.. | 30
02-03-002197 | Water bath 12-20 liter with accessories and spare parts. | 60
02-03-002198 | Bench Incubator 50 Liter capacity with accessories and spare parts. | 60
02-03-002199 | Autoclave for sterilization vertical medium size with accessories and spare parts. | 60
02-03-002200 | Heating plate with accessories and spare parts. | 90
02-03-002201 | Heating magnetic stirror with accessories and spare parts. | 90
02-03-002202 | Vortex for tubes with accessories and spare parts. | 60
02-03-002203 | Multiblock heating lab line with accessories and spare parts. | 30
02-03-002204 | Osmometer for measurment of body fluid osmolarity with accessories and spare parts. (microtype) | 60
02-03-002205 | Osmometer for measurment of body fluid osmolarity with accessories and spare parts (digital) | 30
02-03-002206 | Hormon analysis machine (delifa type) | 30
02-03-002207 | Analytical Balance (mettler) with accessories and spare parts. | 90
02-03-002208 | Sartarious Electrical Balance with accessories and spare parts. | 30
02-03-002209 | Millipore filtration pump with accessories and filteration unit with accessories and spare parts. | 30
02-03-002210 | IVF Micromanipulator high power stereo microscope with stage warmer for ICSI operation with accessories and spare parts. | 30
02-03-002211 | Embryo cryopreservation system with accessories and spare parts. | 30
02-03-002212 | Olympus microscope model BH2 with accessories and spare parts. | 60
02-03-002213 | Automatic gamma counter with 5 detector with data systems printer, additional racks and spare parts with accessories and spare parts. | 30
02-03-002214 | High copacity cold centrifuge with acces-Veritcal with accessories and spare parts. | 30
02-03-002215 | Cold centrifuge , bench model with accessories and spare parts. | 30
02-03-002216 | Craft suction unit used with vaginal ultrasound for human egg aspiration with accessories and spare parts.. | 60
02-03-002217 | Laparoscope set for human eggs aspiration with accessories and spare parts. | 30
02-03-002218 | Full laparoscopic set with IVF access with accessories and spare parts.. | 30
02-03-002219 | Water double distiller with accessories and spare parts. | 60
02-03-002220 | Automatic semen analyzer with accessories and spare parts. | 30
02-03-002221 | Liquid nitrogen production system small - medium size with accessories and spare parts. | 30
02-03-002222 | Cold room with accessories and spare parts. | 30
02-03-002223 | Photomicroscope with accessories and spare parts. | 30
02-03-002224 | Pelvic ultrasound for examination of ovaries follicular growth with accessories and spare parts. | 30
02-03-002225 | Deep freezer -120 for crypreservation medium - vertical model. with accessories and spare parts. | 30
02-03-002226 | Deep freezer- 80 for cryopreservation medium horizental model. with accessories and spare parts. | 30
02-03-002227 | Deep freezer -40 for cryopreservation medium horizental model. with accessories and spare parts. | 30
02-03-002228 | Transilluminator UV camera with palorid UV transilluminator | 30
02-03-002229 | Micro centrifuge for DNA finger print. | 30
02-03-002230 | Conductivitimeter with accessories and spare parts. | 30
02-03-002231 | Colonymeter with accessories and spare parts. | 60
02-03-002232 | Nikon micrmanipulation system plus instruments for holding pipetted as follows: Glass Microelectrode Puller PN-30 | 30
02-03-002233 | pipette Grinder EG-40 | 30
02-03-002234 | - Microforge M-F 90 | 30
02-03-002235 | - Capillary tubing G-1 (GD=I) for manufacturing ICSI tools 500 Pieces per pack | 60 Pack
02-03-002236 | -Microinjector IM - 6 with accessories 3ml syringe (2) | 30
02-03-002237 | Probes Type 8538 , symbol 68 \f "Symbol" \s 10 D 7MHZ to be used with real time ultrasound scanner | 30
02-03-002238 | Heraeus D-63450, type B316, 50/60 Hz, 230V, 2.6A, 0, 6 KW with two gas regulator and three filled C02 gas cylinders . | 30
02-03-002239 | Stereo microscope for oocyte division testing and observation | 30
02-03-002240 | PH meter digital | 150
02-03-002241 | Kitazato microscope stage warmer model 10M | 30
02-03-002242 | Kitazato microscope stage warmer model 10DN | 30
02-03-002243 | Labfuge 400 e, Heraeus instruments function line | 30
02-03-002244 | Pelvic organs and abdominal organs examination advanced model with high resolutions ultrasound | 30
02-03-002245 | Spectronic 20 spectrophotomer advance model for general purpose | 30
02-03-002246 | Automatic Tissue processor: rotary or linear automatic Tissue processor with not less than 12 stations -metal containers-including thermostatically contrlled heated paraffin stations.programmable settings with digital display.220V/50 Hz power supply with emergency mains power failure reaction -keeping the tissue baskets imersed . two accessory capsule and cassette baskets with holders. | 180
02-03-002247 | Microscope for sperm testin and observation with camera. | 30
02-03-002248 | Warming plate HT200 for microscpic stage | 30
02-03-002249 | Colloid osmometer, advance model to measure fluid osmolality. | 30
02-03-002250 | Planer kryo freezer for human eggs and embryos freezing with all important accessories | 30
02-03-002251 | High power research microscope with camera for examination of histological slides | 30
02-03-002252 | High water distillation and purification system for IVF = ET with all accessories | 30
02-03-002253 | Microfilteration pump system for sterilization and purification of prepared culture media with accessories | 30
02-03-002254 | Inverted microscope, Nikon or zeiss with RI micromanipulator for ICSI with all the accessories which include: | 30
02-03-002255 | - Micro pipette putler mpp 11 type RI | 30
02-03-002256 | Microforge - type RI | 30
02-03-002257 | Tubo- Micro beveller type RI | 30
02-03-002258 | Power cotroller - type RI | 30
02-03-002259 | Heating stag-type RI | 30
02-03-002260 | Ics1 Micro pipette ready to Use + pipette storage container type RI | 100 pack
02-03-002261 | sonic sword type Research instrument. | 30
02-03-002262 | SAS screw actuated syringe -RI | 30
02-03-002263 | MSHD Micrometer actuated syringe | 30
02-03-002264 | Droplet organising Guide- RI | 30
02-03-002265 | Hoffinan modulation contrast or Zeiss varel. | 30
02-03-002266 | Laser setting - up unit. | 30
02-03-002267 | Migration - sedimentation chamber (MSCI) for sperm perparation. | 150
02-03-002268 | - Capillaries W/O fillament 1 mm x 0.58 x 10 cm (GC 100-10) 500/Pack 1mm x 0.78mm x 10 cm (GC 100T-10) | 100 pack
02-03-002269 | Liquid nitrogen tank with sperm freezing instrument. | 60
02-03-002270 | Electrophoresis with all the accessories | 60
02-03-002271 | VM3 vibrator witey electric VM3 | 30
02-03-002272 | Casmid tubing set for follicular aspiration use with vaginal ultrasound, sterile disposable with needles. | 1950
02-03-002273 | Cheetuh ultrasound scanner type 2003 with extra vaginal probe | 30
02-03-002274 | Diaphram pump 03759778 heraeus incubator/ model/ B5060 EK- CO2 | 30
02-03-002275 | Temperature control 36506612 Hcracus p15 correct | 30
02-03-002276 | Sartorus high sensitive balance with four digital | 60
02-03-002277 | Embryo freezing (cryogenic) machine with all accessories to be used with IVF work. | 30
02-03-002278 | Co2 gas flowmeter regulator | 90
02-03-002279 | Co2 cylinder | 90
02-03-002280 | Wild high power dissecting microscope with 15 x 20 x 40 lenses and with heating stage used for egg & embryo examination model M8 advanced. | 90
02-03-002281 | Advanced ELISA for hormonal analysis | 60
02-03-002282 | Memmert Incubator | 60
02-03-002283 | Computer system for medical use . | 30
02-03-002284 | Complete turnkey project for IVF centers | 30
02-03-002285 | Examination gynecological light | 30
02-03-002286 | IVF incubator (minc-1000-solid state) | 30
02-03-002287 | Ferti lase for ICSI | 30
02-03-002288 | Accessories for Eppendorf - transfere man (ICSI) Holder needles for (the holder+injector capillaries) R+&lef-with adjustable ungee | 20 (rt.&left)
02-03-002289 | Twin-tip-holder with (suitable tubing and connedw) their cell tram oil (No.5177209-017)+5177208-010 | 30
02-03-002290 | Transfer man-NK (complete) (no. 5178000-014) +5176000-017 5176000-025 5177208-010 | 30
02-03-002291 | Fem to tips-II (cat.No.524297.000) | 10x20
02-03-002292 | Transfer tips-F(ICSI)(cat.No.5175108-00) | 10x25
02-03-002293 | Transfer tips-R(ICSI)(cat.No.5175109-007) | 20x25
02-03-002294 | Transfer tips-(ES) (cat.No.5175107-004) | 2x25
02-03-002295 | Vacu tips(cat.No. 5175108-000) | 10x25
02-03-002296 | Agarose electrophoresis | 30
02-03-002297 | Finger printing apparatus | 30
02-03-002298 | Master cycle gradient | 30
02-03-002299 | Refrigerator centrifuge | 30
02-03-002300 | Concentrator complete system | 30
02-03-002301 | Biophotometry with accessories | 60
02-03-002302 | System pack tile man | 30
02-03-002303 | UV-2001/UV Visible spectrophotometer | 60
02-03-002304 | Single cell holder | 30
02-03-002305 | Multi cell holder | 30
02-03-002306 | Solid sample holder | 30
02-03-002307 | AS-3000 intelligent autosampler | 30
02-03-002308 | Auto prep 12 | 30
02-03-002309 | Electro cell fusion system | 30
02-03-002310 | IVF warming plate HT 200 | 30
02-03-002311 | Flamephotometer | 150
02-03-002312 | Amino acid analyzer with accessories and spare parts | 120
02-03-002313 | Fluormeter | 30
02-03-002314 | Tissue processer Histokinet | 30
02-03-002315 | Lypholyser | 30
02-03-002316 | Bath thermolyne 17600 | 30
02-03-002317 | Hemonetic 30 (cell seperator machin) with accessories and spare parts. | 120
02-03-002318 | Hemonetic 50 (cell seperator machin) with accessories and spare parts. | 120
02-03-002319 | Blood cell seperator machin Belt type technology (Fresenius) | 60
02-03-002320 | Blood Bag tube scaler (electrical) with accessories and spare parts. | 210
02-03-002321 | Blood Bag mixer with accessories and spare parts. | 240
02-03-002322 | Two arm balance up to 10kg with accessories and spare parts. | 210
02-03-002323 | Plasma extractors (mannual) with accessories and spare parts. | 180
02-03-002324 | Stand Deep freeze for cryoprecipitate with accessories and spare parts. | 180
02-03-002325 | Cerofuge (centrifuge for Khan tubes) with accessories and spare parts. | 510
02-03-002326 | Electrical collection chair 150 CE model | 240
02-03-002327 | Blood collection Monitor"Hemo-matic" with bar code reader | 210
02-03-002328 | Blood collection Monitor"Hemo-matic" | 210
02-03-002329 | Precision scale master Pro SARTORIUS | 30
02-03-002330 | Roberval scale | 30
02-03-002331 | Portable event ECG SURVCARD | 60
02-03-002332 | Haemoretics Apheresis system MCS+ | 90
02-03-002333 | Haemoretics PCS2 | 60
02-03-002334 | Auto lages blood collection Haem-cell saver | 30
02-03-002335 | Mobile collection unit (1.Track "tauten kamian"B.Trans unit 6 beds without tractor) | 60
02-03-002336 | 2. B.Trans.unit 4 easy chairs (one rest bed) | 90
02-03-002337 | Close platelet agitator | 120
02-03-002338 | Biological irradiator !BL 437C CAESIUM 137 source | 30
02-03-002339 | Precision scale master Pro SARTORIUS | 60
02-03-002340 | OPTI-system optipress | 30
02-03-002341 | WAAMS viralogy screen | 30
02-03-002342 | SAMI | 30
02-03-002343 | Project evolution as option (Gel card system)incubator ,centrifuge,reader) | 30
02-03-002344 | Micro 60 OT 18 P whale bload automated Haem. Analyser | 30
02-03-002345 | Plasma defreezer | 180
02-03-002346 | Cryobiology clept | 30
02-03-002347 | Complete station technicel plate form with cable system | 30
02-03-002348 | Laser Bar code reader | 330
02-03-002349 | BR 3-11 Bench tap refrigerated centrifuge CFC free.Jouan | 180
02-03-002350 | BB non CE Bench tap centrifuge | 180
02-03-002351 | Blood Bags tube sealers | 30
02-03-002352 | Blasma extractors | 30
02-03-002353 | Cold rooms | 30
02-03-002354 | Cool spinned centrifuge | 30
02-03-002355 | Blood Bags (single,double,quar dable) | 30
02-03-002356 | Ag1 tateurs | 30
02-03-002357 | Blood cell saver | 30
02-03-002358 | Automatic slide stainner: rotary or linear automatic slide stainer with multi-stations with vertical or horizontal slide arrangement.-optional-temperature controlled stations and hot air drying ones.accessory baskets and slide cariers vertical and horizontal with automatic setting with multi-program systems of staining proceedures. 220V/50 Hz. | 210
02-03-002359 | Slide cabinet :vertical or horizantal slide arranged drawers in abench or floor type of multidrawer cabinet. | 480
02-03-002360 | Automatic knife sharpner : Used for 20cm standared 16cm C profil stel knives, adjustable angle and graduated knife gauge, fine and caorse sharping , houring and stropping wheels adjustable knife pressure, X,Y,Z adjustable knife holder , ulternating bisided knife sharpening ,timer for adjusting sharping time, 50H/220 volte fused main with grounded body, knife gareders, supplied with lubricant and caorse with fine dimond device | 180
02-03-002361 | Paraffin dispenser:three to five liters capacity paraffine dispenser with thermostatic heating control system in range of (50-70) degrees centigrate. Having abuit -in second small paraffin tap heater and thermometer . 220V/50 Hz. | 210
02-03-002362 | Cold plate : cold plate about -4 degrees © for paraffin block embedding,wide with automatic temprature control and thermometer (all displayed).220V/50 Hz. | 180
02-03-002363 | Cabinet for blocks: vertical or horizantal block arranged drawers in abench or floor type of multidrawer cabinet. | 540
02-03-002364 | Teaching microscope | 120
02-03-002365 | Computers for quality control programes (CPHL) | 30
02-03-002366 | Deep freeze lyophilyzer bench type | 30
02-03-002367 | Vitek (Automated instrument for identification and susciptibility) | 30
02-03-002368 | Shaker – Incubator for DNA finger print | 30
02-03-002369 | Miniapi automated equipment (free from the company for demonstration & trianning) | 30
02-03-002370 | Water bath multi temperature (10,100 symbol 176 \f "Symbol" \s 10 ° C) | 30
02-03-002371 | Microwave oven | 30
02-03-002372 | Gas mixer | 30
02-03-002373 | Animale Gages (D 3000 individual cleaning system tray, no.of cages (12) battery , Overall dimensions dxixhmm 730x2070 x1860, drinking system (bottle) ) | 60
02-03-002374 | Type P4000 plateau individual cleaning system ,with 6cages, bottle drinking system DxWxh=850x1550x 1820 | 60
02-03-002375 | Type battery CP 3400, overall dimensions(Lxdxh)mm= 1500x670x195 bottle drinking system | 60
02-03-002376 | Type 2 FI BATTERY,individual cleaning system with 36 cages and bottle drinking system (DxIxh)mm=600x1530x189 | 60
02-03-002377 | Table for restraining boxes in Z6 CN1809 stainless steel possibility of installing nine rabbit restraining boxes Overall dimensions (mm) 450x1800x834 height Ref:E5C- TAB009 | 60
02-03-002378 | Rabbit restraining box in polyethylene ,easy to clean and disinfect: ( Utilisation: holds the animals at neck level, with on adjustable back rest (avoids damaging the back) , Advantage: ennables asingle person to do the work (installing probes, injections) overall dimensions (mm) 417x175x208(height) Ref:E5C- BC0001) | 300
02-03-002379 | Ehret insect exterminator insectron 9002 | 150
02-03-002380 | Abfalleimer- Bastell-Number EH-MM-40367 abmess | 210
02-03-002381 | Hubplattform wagen,bastell-No.EH-Ka-579475 | 120
02-03-002382 | Bottles for animals with accessories and drinking nipples: (code No.97/100/GK8 ) | 180
02-03-002383 | - Code No.97/140/GK 8 | 180
02-03-002384 | code No.97/100/K8 | 180
02-03-002385 | Cod No.97/40/K8 | 330
02-03-002386 | Code No 700ml /73x73mm carre /square hauteur 183mm height 183mm | 330
02-03-002387 | Measuring system pyr 30 for automatic execution of pyrogentests | 30
02-03-002388 | Particles size in I.V infusion according to B.P. & USP. | 30
02-03-002389 | Bottle for drinking size 800ml with bent sipper tube | 900
02-03-002390 | Bottle for drinking size 500ml with straight sipper tube | 900
02-03-002391 | Bottle for drinking size 1000ml | 900
02-03-002392 | Rubber stopper N10 | 3300
02-03-002393 | Bottle for drinking size 250ml | 1050
02-03-002394 | Card holder with one hook | 3300
02-03-002395 | Ear labels for small lab animals made of brass | 60
02-03-002396 | Pyrogen test measuring installation consisting of : Control unit type PYR- NT include- control card for PC and connection cable to PC | 30
02-03-002397 | Pyrogen test program according to european and USP , including compound and protocol file. soft ware in english , guiding the operator in logical sequence through the program. | 30
02-03-002398 | Multiplexer for 15 measuring channeles | 30
02-03-002399 | Temperature probes for rabbits , Q5mm , with 4m long cable to the multiplexer | 330
02-03-002400 | Reference temperature probe for calibrating the probes | 30
02-03-002401 | Connection cable between control unit and multiplexer , 10 m long | 30
02-03-002402 | Transport lab trolley with accessories and spare parts. | 30
02-03-002403 | Waste collection trolley with accessories and spare parts. | 60
02-03-002404 | Rat cages type1 with accessories and spare parts. | 30
02-03-002405 | Mouse Gages type1 with accessories and spare parts with bottels(600pcs). | 30
02-03-002406 | Guineapig type 2 with accessories and spare parts. | 30
02-03-002407 | Abraymwagen bestell with accessories and spare parts. | 30
02-03-002408 | Movable platt form wagen with accessories and spare parts. | 30
02-03-002409 | Bottles size 250ml | 7500
02-03-002410 | Bottles size 700ml | 6300
02-03-002411 | Water gun | 1050
02-03-002412 | Exterminator- Jar for animal | 30
02-03-002413 | Rabbit cages different type | 180
02-03-002414 | Ananometer | 90
02-03-002415 | Personal dust sampler | 30
02-03-002416 | Kitagama | 30
02-03-002417 | Vitalograph spirometer | 30
02-03-002418 | Dosimeter | 120
02-03-002419 | Multigas detector pump | 30
02-03-002420 | Whirling hydrometer | 30
02-03-002421 | Audiogram | 30
02-03-002422 | Globe thermometer | 30
02-03-002423 | Particale counter for determintion of particale size | 30
02-03-002424 | Thin layer chromatography | 30
02-03-002425 | Flowmeter (diff. size 0.5-31/min and 1 -51/min) | 60
02-03-002426 | Personal pump with spare battery and charger | 30
02-03-002427 | Blood transfusion beds | 390
02-03-002428 | Plasma phoresis | 60
02-03-002429 | Conductivitimeter | 180
02-03-002430 | Turbidometer | 90
02-03-002431 | Electrical saw:bone cutting hand-held electrical saw,220V/50Hz. | 60
02-03-002432 | Blood transfusion chair | 30
02-03-002433 | Vaporizer | 300
02-03-002434 | cabinate for blocks | 60
02-03-002435 | Water jet pump | 30
02-03-002436 | Camera microscope | 60
02-03-002437 | Cold room (4 - 8 C) | 30
02-03-002438 | Multi channel gamma counter with computer and printer | 30
02-03-002439 | Electro fox | 30
02-03-002440 | Vitalograph | 90
02-03-002441 | Flowmenase | 30
02-03-002442 | Otospreo | 90
02-03-002443 | Spenser (2 for each size) | 90
02-03-002444 | Water bath : (Floating or streaching bath) for histopathology,black colored bottom, circular or rectangular bath not less than 30cm in longest diameter,with temperature thermostatic control of the range (50-70) degrees ( c ) , with thermometer & display panel , 220 V / 50 Hz . | 180
02-03-002445 | Hot plate for histopathology:wide plate heated with temperature controll of about (50-60) degrees © for speading and drying and melting histopathology tissue section slides.220V/50 Hz. | 180
02-03-002446 | Neutralizing Ab | 30
02-03-002447 | Cooled incubators | 30
02-03-002448 | Sensitive digital balance | 300
02-03-002449 | Complete kato kits | 30
02-03-002450 | 2L shaudon automatic tissue processors | 30
02-03-002451 | Spectrophotometer | 180
02-03-002452 | Thermocycler for PCR with electrophorsis system | 30
02-03-002453 | Nucleosince system (for viral load &nucleic acid detector ) | 30
02-03-002454 | Laser flow cytometry | 30
02-03-002455 | Bectec system for T.B | 30
02-03-002456 | Frozen section microtom or cryostat: Frozen section microtom with cabinate and automatic temperature control automatic sectioning and trimming including knife.220V/50Hz. | 360
02-03-002457 | Double distiller | 30
02-03-002458 | Deionizer with ( risin = 5 of each ) | 90
02-03-002459 | Gas chromatography system completes | 30
02-03-002460 | TLC plates & papers | 160 plates 200 role of paper
02-03-002461 | Toxilab kits | 20 systems
02-03-002462 | Autoclaves Bench type | 120
02-03-002463 | Plaletets aggregometer | 30
02-03-002464 | Haematology analyzer with differential | 30
02-03-002465 | Automatic pipettes (variables ) (5-50, 50-100,250-1ml) | 100 of each
02-03-002466 | Fixed automatic pipettes (10,25,50,100 & 1ml ) | 100 of each
02-03-002467 | Centrifuge(bench type ) | 240
02-03-002468 | Compound microscope | 240
02-03-002469 | Distillator | 600
02-03-002470 | Heater | 60
02-03-002471 | Vaccum heated discator | 30
02-03-002472 | Refractometer | 30
02-03-002473 | Cold room | 60
02-03-002474 | Dyna washer aspirator dispenser | 30
02-03-002475 | Selective ion analyzer ph meter | 60
02-03-002476 | Analytical balance electric | 90
02-03-002477 | Sartorius balance | 30
02-03-002478 | Diaver microscope | 30
02-03-002479 | Appendrof centrifuge | 30
02-03-002480 | Sonicater,homogenizer tissue grinder | 30
02-03-002481 | Fraction collector | 30
02-03-002482 | Filter units disposable steril | 30
02-03-002483 | Vacum pump | 30
02-03-002484 | Deterium lamp (PYE unicam comp -(sp 8-100) ultraviolet spectrophotometer ) | 30
02-03-002485 | Deterium Lamp (CECIL-(CE292)) | 30
02-03-002486 | Portable dose ( dose-meter ) used in X-ray field ( medical field ) | 90
02-03-002487 | Autoclave : high pressure sterilizer ,max .pressure 2.5 bar ,=135 *c ,220volt ,50HZ temp .control 100 -130 c* ,0-60 min .timer . Dimentions about 1000x 750 mm . | 90
02-03-002488 | Portable dose ( dose-rate ) meter for environmental purposes | 90
02-03-002489 | Spectrophotometer dual beam , range 200-800nmComplete ,220-250V, 50-60 cycle ,with its cuvette & cataloge | 30
02-03-002490 | Portable dust sampler for formers purpose | 90
02-03-002491 | Globe thermometer , 0-65 C | 90
02-03-002492 | Spare thermometer for above globe (0- 65 C) | 90
02-03-002493 | Automatic processor for personal radiation monitoring films | 30
02-03-002494 | Spirometer (portable ), new model | 30
02-03-002495 | Electronical personal weight & height scale | 60
02-03-002496 | Myogram & nerve conduction velocity | 30
02-03-002497 | Diagnostic set (ophthalomo - scope &auroscope & rhinoscope ) | 90
02-03-002498 | Gamma- spctrometry system for environmental purposes consist of :- | 30
02-03-002499 | Germanium lithium or pure germanium | 30
02-03-002500 | Multichannel analyzer | 30
02-03-002501 | Calibration standard source | 30
02-03-002502 | Lead shield | 30
02-03-002503 | Containers | 1050
02-03-002504 | Computrized food -stuff monitor consist of :- | 30
02-03-002505 | Sodium -iodide crystal size (2x2) or (3x3) Inch. | 30
02-03-002506 | Multichannel analyzer (not less than 8000 channel) | 30
02-03-002507 | Lead shield | 30
02-03-002508 | Calibration standard source | 30
02-03-002509 | Marnillie Beakers (containers) | 600
02-03-002510 | Automatic developing and fixing system for processing personal films ( radiational field ) with all accessories. | 30
02-03-002511 | Deionizer DCF-304 R ,elgastal B115 include :- Nozzel for 0.35mm, bore flexible tubing | 60
02-03-002512 | Tap fitting /8 Catridge & Resin | 30
02-03-002513 | Portable pH meter ( Digital ) | 150
02-03-002514 | pH- meter accuracy 0.05 pH with combined electrode & 2 spare electrodes | 90
02-03-002515 | UV/ visible spectrophotometer 200 -900 nm .for rotein work with spears ( fuses , tungeston , lamp , deterium lamp … ) digital , 220 volt . silica cell bath length 1 cm . glass cell bath length 1 cm . | 90
02-03-002516 | Conductivity meter with electrode | 90
02-03-002517 | Dissolve oxygen meter with electrode | 90
02-03-002518 | Mettler (analytical balance) Electronic analytical balance with high speed 7 segment digital readout weighing 160 g, 220V ,50 Hz | 90
02-03-002519 | Water bath steel 0 -100 c* dia. About 4 x30 x15 cm with temp .Selector | 120
02-03-002520 | Flame photometer for measuring sodium and potassium with accessories | 120
02-03-002521 | Magnetic Stirrer | 90
02-03-002522 | Electrical automatic sterilizer ( steriization by boiling water )=40x50x60 cm.diameter. | 90
02-03-002523 | Dissector | 90
02-03-002524 | Cooled incubator suitable for biochemical oxygen demand ( BOD ) testing. Accommodates approximately 150 B.O.D bottles ,temp. from -10 to +50 *c .220 volt | 90
02-03-002525 | Hot air oven 220 volt =300 x300 x600 mm . | 90
02-03-002526 | Water distillator, glass , (3-4 L / hour),220volt | 150
02-03-002527 | Hot plate heater diameter 145 mm | 120
02-03-002528 | Portable vaccum pump 220-240 volts | 90
02-03-002529 | Incubator electrical about 75 X 75 X 50 cm dia, with 3 shelves, temp. range from 5-60 c with temp. selector | 90
02-03-002530 | Atomic absorption spectrophotometer with accessories and hollow cathod lamps for measuring ( Fe , Zn , Cu , Pb , Cr , Ni , Cd ) | 120
02-03-002531 | BTX-monitor (air analyzer) automatic measuring and recording of BTX- emission ( the BTX - monitor and its peripheral equipment the sampling analysis system , result and analysis of an air sample on the display and the calibration unit and data handling unit | 30
02-03-002532 | Sport - Tester PE 3000 | 30
02-03-002533 | Surface electromyography | 30
02-03-002534 | Dynamometer | 60
02-03-002535 | Ergospirometer | 30
02-03-002536 | Drager tubes & pumps ( for different gases ) | 60
02-03-002537 | Equipped mobile lab. For occupational health and safety | 30
02-03-002538 | Equipped mobile lab. Containing (noise level analyzer , vibration analyzer , Condenser microphone , Triple microphone stand holder , alpha numeric printer , car counter , electric generator ) | 30
02-03-002539 | Portable noise level analyzer | 30
02-03-002540 | Tissue embedder (cold plate, hot plate , wax dispenser):(tissue embedding station including paraffin wax dispenser,cold plate,and hot plate with preheated forceps cabinet and capsule & cassette storage cabinet.220V/50Hz. | 120
02-03-002541 | Osmometer with accessories and spare parts | 60
02-03-002542 | HIV test unit | 30
02-03-002543 | Platelate measuring equipment | 120
02-03-002544 | Gas chromatography with accessories and spare parts | 120
02-03-002545 | UV. Visible IR (180- 990nm) | 30
02-03-002546 | Glass wares (Assorted) | 30
02-03-002547 | Heater mixer | 30
02-03-002548 | Heater | 30
02-03-002549 | Glass ware holder (Assorted) | 30
02-03-002550 | Monitor for measuring brain pressure | 60
02-03-002551 | Spectrophotometer for testing (G6PD) | 90
02-03-002552 | Mini - vidas unit | 90
02-03-002553 | Autoclave (A-portable type (capacity 17 L) , B-vertical type include(50,100)L capacity ) Both are suitable for sterilizing liquids and culture media ,unwarpped instruments and glass wares | 3300
02-03-002554 | Toploading balance ,electrical 220volt from 0.001 gm -1000gm . | 120
02-03-002555 | Ultracentrifuge | 30
02-03-002556 | UV transilluminator with polaroid camera | 30
02-03-002557 | DNA gel electrophoresis | 30
02-03-002558 | Eppendorf microfuge | 30
02-03-002559 | PCR with reagents & camera | 30
02-03-002560 | UV spectrophotometer | 30
02-03-002561 | Co2 incubator | 90
02-03-002562 | Gene pulser | 30
02-03-002563 | Compound light microscope with camera | 30
02-03-002564 | Fluorescent microscope with accessories and spare parts. | 150
02-03-002565 | Research microscope | 30
02-03-002566 | Inverted microscope | 60
02-03-002567 | Fraction collector | 30
02-03-002568 | Gene micromanipulator | 30
02-03-002569 | Elisa system | 30
02-03-002570 | Plasma phoresis with reagents | 30
02-03-002571 | Compact testing system for estimation of maximal oxygen uptake (VO2 max.) and other respiratory parameters | 30
02-03-002572 | Automatic system for blood lactic acid analysis | 30
02-03-002573 | Electronic apparatus for estimation of weight & height | 30
02-03-002574 | PH Meter (Multiple analysis electrochemistry analysers for use in laboratory environment. To measure PH,C,Conductivity,dissolved O and redox potential ionic strength in most water and chemical samples. Accuracy -/+0.02 PH, -/+1MV, -/+0.5 C , Rang (0 to 4.00 PM) (0 to 1999 MV) (0 to 100) with accessories | 120
02-03-002575 | Electrodes for PH Meter (Beckman Model 3550) | 60
02-03-002576 | Electrodes for PH Meter (Beckman Model 3500) | 60
02-03-002577 | Electrodes for PH Meter (Kent EIL Model 7020) | 90
02-03-002578 | Electrodes for PH Meter (Jenway Model 3020) | 60
02-03-002579 | Electrodes for PH Meter (Jenway Model 3420) | 60
02-03-002580 | Electronic sensitive balance (capacity 0.0001-200gm) | 30
02-03-002581 | Electronic balance (capacity 10gm-6kg) | 30
02-03-002582 | Balance (Mechanical)single pan, tripple beam capacity 2610gm, sensitivety 0.1gm | 30
02-03-002583 | Water distillation unit (output 50-100L/hr stainless steel , automatic) | 30
02-03-002584 | Water distiller (glass,output 4-10L/hr) | 60
02-03-002585 | Magnetic Stirrer(Bearable until 15 kg mass with stirring bar of : -(Length 11cm, Diameter 2.5cm)(Length 15cm, Diameter 2.5cm) | 30
02-03-002586 | Hot plate (Chemically resistant) | 30
02-03-002587 | Hot plate magnetic stirrer(Bearable until 2-3kg mass with suitable stirring bar) | 30
02-03-002588 | Syring filter(pore size 0.2,0.45,0.8 micron 25mm indiameter, surfactant free cellulose acetate mambrane,modified acrylic housing, sterile disposable non pyrogenic | 2000 PCS
02-03-002589 | Analytical balance (Technical specification , weighting par diameter 90mm , free hight above par 190mm , balance housing wxdxh 203x353x356mm , calibration atomatic using external weight , electrical supply AC adaptor 220v , mass 6.8kg , capacity 122g , readability 0.1mg) | 30
02-03-002590 | Digital UV vis. Spectrophotometer (wave length range 200-1000nm , wave length accuracy with in 1nm , dimension wxdxh 480x340x205 , electrical supply 110-250v | 30
02-03-002591 | Centrifuge (speed(rpm) 1000-3000, timer(min) 0-30), automatic brake, electrical supply 220V/50HZ, tube size(108*14)min,capacity(8tubes)min) | 30
02-03-002592 | Cooled Centrifuge(Refrigration from 10 to+40*c .Maximal rotational speed 15000 rpm. Radius of centrifugation 150mm. Fixed angle rotors with cover,6-8 Places with screw cap containers of 250-500ml. Fast cool function and balance recognition | 30
02-03-002593 | Rotor for centrifuge(JA-14 (14000 rpm)for Beckman J2-21) | 30
02-03-002594 | Microscop(with full photogrophic and phase contrast version, include interchangable 360 rotatable bodies, achoice of left and right hand mechanical stage | 30
02-03-002595 | Biological safety cabinets(with correct air flow, efficiency of hepafilters. Dim : L 98cm, W 65cm, H 135cm, V 220 , A 3, HZ 50 with (Exhaust fan, supply fan, gas valv, UV light, fluorescent light, hepa filters ) | 30
02-03-002596 | Colony counting unit (champer) | 30
02-03-002597 | Liquid nitrogen storage system | 30
02-03-002598 | Liquid nitrogen container 5 L for reserve N2 | 30
02-03-002599 | Hot air sterilizing oven | 30
02-03-002600 | Media filteration system with access. | 30
02-03-002601 | Repeated pipette dispensor(Eppendorf) | 30
02-03-002602 | Ref. –70 ْC deep freezer | 30
02-03-002603 | Pipette aid –electric pump | 30
02-03-002604 | Disposable tip pipette,Gilson pipetmen P20 nr. H23600,B 200nr.H23601 | 20 for each
02-03-002605 | 8- channels multi channels pipette (50-200 UL) or equivalent system (flow titertek nr.77-859-00) | 30
02-03-002606 | Washer for EIA system (e.g. : Nune Immuno wash nr.00470173 A) | 30
02-03-002607 | Co2 –Coold incubator | 30
02-03-002608 | Blot filteration manifold ,96-well | 30
02-03-002609 | Gram scale shaker | 30
02-03-002610 | Atomic Absorption: Flame system and furnace system (Including computer, automatic sample changer, data graphics system and computer range of accessories ,e.g., recorders,air compressorand vapour generation system etc..) | 30
02-03-002611 | Infra – red Spectrophotometer (Double-beam optical null with microprocesser controlled abscissa function and microprocessor flow chart recorder. Fully integrated and data station system computer etc.. ) | 30
02-03-002612 | UV - vis spectrophotometer (Double –beam with wave length range 195-1100 nn printer and data station computing system and accessories ) | 30
02-03-002613 | Electronic Balances :10mg,100mg and 300gm | 20 For each
02-03-002614 | Electronic Balances :(3000gm) | 30
02-03-002615 | Rototary vaccum vapour:- Diagonal cooling condenser,evaporating and receiving flask,each 1000 ml,including condensate drain and all glaskets clamps with heating bath,drive and lifting device | 30
02-03-002616 | Water distiller :- For double distillation water ,distillate quality should comply with inter national pharmacopeia requirments, capacity 8L/hr | 30
02-03-002617 | Hot plate stirrer :- The heated zone(150x150mm) or(210x210mm),heating range up to 500 C, and stirring control from 100-2000 rpm. | 30
02-03-002618 | Digital melting point Apparatus:- It is used to measure the melting point of the sample,using temperature increases rate from 0.2 C to 10 C per minute in 0.1 C steps, with power supply,power cable, spare bulb ,spare fuses and pack of 1000x100 capillary tabes | 30
02-03-002619 | PH – meters:- Bench top PH-and conductivity meter,for PH,mV,conductivity,salinity and temperature measurment with appraved multi –cal calibration system for PH auto test-automatic function control of the instruments | 30
02-03-002620 | Electrical Mixer :- Epoxy coated motor housing with enamal finish or polished stain stell with selectine timer, cycle from 1 to 60 sec for automatic blending or mannual control setting for continous running, with blades, blending assembly, pieces lid, glass container 1L,and stainless steel container 1L | 30
02-03-002621 | Digital Palorimeter:- Used for measuring the optical rotation,calibrated in degrees.It works with automatic detection and precision angle digital conversion, digital display (4 or 5 digits),and also measures samples with low transmittance | 30
02-03-002622 | Refractometer :- With electronic data read-out refracting index and temperature readable on display,with automatic temperture compensation switchable,and date / time stamp can be transmitted into computer. | 30
02-03-002623 | Moisture Analyzer with printer :- Thermal gram viometric method with display reading fully automatic machine ,to measure moisture in %,% dry wight ,% ratio or weight in gm | 30
02-03-002624 | Circulating Cooling System:- Water bath used to reach temperature to-20, dimension(W/H/D) 120/300/130 mm. It has self-adjusting control system and programmer,and equipped with interface and an external senser connection | 30
02-03-002625 | Defrost refrigerator:- (With froster compartment (-18 to –22 C) , The refrigerator section(+4 to +8C) , Automatic defrosting with water evaporation , Dimensions (WxHxD) 600x1570x600 mm) | 30
02-03-002626 | Hydrogen generator:- This unit proceduces hydrogen (and oxygen byproduct) by electrolysis of deionized distilled water this unit is intended for use gas chromatography, and other instruments required asource of pure hydrogen | 30
02-03-002627 | Stomacher | 30
02-03-002628 | Autoclave (large,vertical size) | 30
02-03-002629 | Immunofuge | 30
02-03-002630 | Micro kjedahi | 30
02-03-002631 | Muffle furnace | 30
02-03-002632 | DNA sequencer | 30
02-03-002633 | Horizontal gel electrophoresis apparatus | 30
02-03-002634 | Hybridization processor | 30
02-03-002635 | Microfuge with eppendroff lube(1.5 ml & 2.0 ml) | 30
02-03-002636 | Polaroid camera | 30
02-03-002637 | Ultra violet transilluminator | 30
02-03-002638 | Micro pipette of variable volumes 1 M-1000 M | 30
02-03-002639 | Water bath (shaking) | 30
02-03-002640 | Ultracentrifuge (cooled) | 30
02-03-002641 | Cytogenetic work station | 30
02-03-002642 | DNA flow cytometry | 30
02-03-002643 | Incubator (water jacketed) | 30
02-03-002644 | Air flow cabinet (biological) filter bore size is 0.2 m-micron | 30
02-03-002645 | Teaching microscope (multiple heads) | 30
02-03-002646 | Good quality microscope with camera | 30
02-03-002647 | PCR system | 30
02-03-002648 | Flow cytometry complete unit control by window soft ware. Optional accessories and spare parts to be offered by supplier | 30
02-03-002649 | Fully automated system for radioimmuoassay (8-counter ) Consisting of dispneses,incubator,washer and detector for RIA, IRM and RAST kits.optioal accessories and spare parts tobe offered by supplier | 30
02-03-002650 | Gamma 8-counter for RIA, RAST and IRMA kit for small scale analysis optional accessories and spare parts to be offered by manifacture | 30
02-03-002651 | Laminer air flowcabienete,3 filter,MU lamp and suitable for maximum protection for operator, samples and environment | 30
02-03-002652 | Frozen section cryostate,up to minus 40 c with quick freezing bar up to 60 C, microprossor control with sterelization fasilities complete system with accessories (Knives,holders….etc)and recomanded spare parts for 5 years | 30
02-03-002653 | Coold incubator,with micro processor notless than 80 L capacity and temperature range of (-10 C) to (60 C) | 30
02-03-002654 | PCR system ,microprocessor and accessories | 30
02-03-002655 | Horizental gel electrophoresis consist of power supply ,tank ,gel caster ,coomb complete unit with densitometers controlled by PC and software suitable for protein electrophoresis and immuno electrophoresis | 30
02-03-002656 | Gel documentation system consisting of mini transplater, fluorescent dark room, high resolution CCD camera and advanced soft wave to visualize fuint samples with thermal printer | 30
02-03-002657 | Density hydrometer (Density meter), wide range for light and heavy liquids with thermometer | 60
02-03-002658 | Incubator | 120
02-03-002659 | Freezer (-20 *c ) | 30
02-03-002660 | Veiwer for estimation of immunoglobulin & component | 30
02-03-002661 | Cytospin:cytology slide centrifuge for specimem concentration. | 60
02-03-002662 | Electrophoresis system for CSF (high voltage power & proper tank ) | 30
02-03-002663 | Bactec MGIT 960 system | 30
02-03-002664 | Cooling centrifuge 32mmx 105mm (universal bottle ) | 30
02-03-002665 | Micro centrifuge (max RCF 16000 g.min.RCF 12500 xg) | 30
02-03-002666 | Micro well plate washer (capable of washing 12x8 microwell format with 350-450 Ul of wash solution per well at 30 second time | 60
02-03-002667 | Micro well plate reader and printer (Bond width=10+-3nm absorbance range=0 to >=3-00 A450: Repetability<=1%accuracy <=3% fromto3-00 A450,Draft<=0.01 A450 per hour) | 30
02-03-002668 | Gel electrophoresis | 90
02-03-002669 | Microscope | 300
02-03-002670 | Refrigerator (4-8 *c) | 30
02-03-002671 | Inverted contrast phase microscope | 30
02-03-002672 | Histo-oiler distributor(for HLA tissue typing) | 30
02-03-002673 | Portable stainless steel autoclave heated by electricity with accessories(autoclavable baskets) | 30
02-03-002674 | Basic semi microanalytical balance ,3 sided glass weighing chamber | 30
02-03-002675 | Circulator T –10 to100 *C | 30
02-03-002676 | Shaker with rotating action,2.5 Kgm capacity ,platform | 30
02-03-002677 | Thermal cycler | 30
02-03-002678 | Hybridisation incubator +5 – 100 *C with access. (Hybridisation tubes and tube rack holder and separation membrane (200x200mm )for multiple hybridisation) | 30
02-03-002679 | Vaccum oven (40-200 *c) | 30
02-03-002680 | PH Meter with access. (glass +referance electrod ,double junction Ag /Ag cl ,adapters(connector plug Types) Electrode filling solution Kcl,Electrode stand) | 60
02-03-002681 | Thermomixer (temp. 10 –95 *c) | 30
02-03-002682 | Incubator with orbital shaker | 30
02-03-002683 | Midi and mega horizental gel system electrophoresis ideal for RNA &DNA analysis with access. (casting tray) | 20 for each
02-03-002684 | Minigel –o-submarine system with access.( Minigel casting tray ) | 30
02-03-002685 | Gel Destainer (shaker metal tray 360 x 360 mm)with adjustable angle of tilt from 0 to 12 | 30
02-03-002686 | Microbiological safety cabinet | 30
02-03-002687 | Transilluminators (Flourescent tables advantage of 312nm wave length for DNA visualisation with polaroid camera) | 30
02-03-002688 | Benzen burner(natural gas) | 30
02-03-002689 | Microfuge(Eppendorf) | 30
02-03-002690 | Immunfuge | 30
02-03-002691 | Photometer | 60
02-03-002692 | Spectronic | 60
02-03-002693 | Spectrophotometer UV/vis scanning with printer | 30
02-03-002694 | G.C gas chromatograph FID &TCD detector | 30
02-03-002695 | H.P.L.C high performance liquid chromatography UV/ detector | 30
02-03-002696 | Karl fischer titrator | 30
02-03-002697 | I.R infrared Spectrophotometer 4000-400 cm-1 | 30
02-03-002698 | Polarometer | 30
02-03-002699 | PH meter | 150
02-03-002700 | Potentiometric titration memotitrator | 30
02-03-002701 | Muffle furnace to 1400 *c | 30
02-03-002702 | Balance 0.01 mg –200 gm Sartorius laboratory or mettler | 30
02-03-002703 | Peristaltic pump | 30
02-03-002704 | Distil water system 30L/1.H | 30
02-03-002705 | Millipoinun | 30
02-03-002706 | Cold room (10-20) cubic meter | 30
02-03-002707 | Gas chromatography mass spectrometer | 30
02-03-002708 | Gases generators (H2,N2 and Air gas) for gas chromatography with access. and spare parts | 120
02-03-002709 | Dexa machine | 30
02-03-002710 | Flourocytometry | 30
02-03-002711 | Scanner for protien electrophoresis | 30
02-03-002712 | Autoanalyzer for drug monitoring | 30
02-03-002713 | G.C.P.D | 30
02-03-002714 | Platelate counter | 30
02-03-002715 | Laminor air flow | 30
02-03-002716 | CO2-incubator +CO2 regulator+ 2 CO2 cylinders . | 30
02-03-002717 | Stereomicroscope | 30
02-03-002718 | Light microscope | 30
02-03-002719 | Flourescent microscope+ camera +TV+Video&monitor | 30
02-03-002720 | Water purifying system+de Ionizer | 30
02-03-002721 | Hot air sterilizer | 210
02-03-002722 | Hormones assay system(I.e. Mini vidas) | 30
02-03-002723 | Osmometer(digital) | 30
02-03-002724 | Oven | 60
02-03-002725 | ICSI-system(complete) | 30
02-03-002726 | Automatic aspirator for folliculal aspirator | 30
02-03-002727 | High speed-cooled centrifuge | 30
02-03-002728 | Lazer unit-to be used with ICSI-system | 30
02-03-002729 | Cells & Embryo freezing system+storage tanks | 30
02-03-002730 | Small-unit for liquid nitrogen production | 30
02-03-002731 | Microfuge | 30
02-03-002732 | Spectrophotometer-UV-visible | 30
02-03-002733 | Consumables for PCR | 30
02-03-002734 | DNA-Electropherosis system (vertical) | 30
02-03-002735 | Protein electrophoresis system | 30
02-03-002736 | Flow-cytometry with consumables | 30
02-03-002737 | Hot plate | 30
02-03-002738 | Magnetic stirror | 30
02-03-002739 | Ultrasonic cleaner | 30
02-03-002740 | Autoclave-small or medium size | 30
02-03-002741 | Blood warmer machin | 90
02-03-002742 | Blood adminsterd machin | 60
02-03-002743 | Oil press | 60
02-03-002744 | Portable lamp | 1050
02-03-002745 | Monitor | 1200
02-03-002746 | Compared microscope (phase contrast) | 30
02-03-002747 | Portable turbin syring | 150
02-03-002748 | Hydraulic elevating trolley with weighing attachment | 60
02-03-002749 | Instrument cabinets | 60
02-03-002750 | Necropsy saw (110 volt) working with isolating transformer on main (220-240) | 90
02-03-002751 | Organ scale (weighing capacity 10 gm-10 kg) | 60
02-03-002752 | Scale personal | 750
02-03-002753 | Portable shadowless lamp. with accessories and spare parts | 180
02-03-002754 | Electric boiling water sterilizer with accessories and spare parts | 480
02-03-002755 | Gamma radiation sterilization | 120
02-03-002756 | Oxygen analyzer | 330
02-03-002757 | Gas Analyzer Blood Gas Analyzer with Hb, complete with one year spare part and all accessories kit. | 60
02-03-002758 | Electrodes 9 selective (Ion selective electrodes complete with one year spare part and all accessories kit.) | 30
02-03-002759 | Deionizer | 90
02-03-002760 | Auto analyzer for biochemical tests 12 channels. | 30
02-03-002761 | Coulter counter for heamatological tests | 30
02-03-002762 | Coagulometer for coagulation test (recent generation) | 30
02-03-002763 | Spectrophotometer (wave length 19-900nm, Light source tungsten / Denterium | 60
02-03-002764 | Electrophoresis tenk (Complete with scanner & printer) | 30
02-03-002765 | Flameless apparatus for determination of serum electrolytes (Na+, K+, Ca++) | 30
02-03-002766 | EPI (set of different sugars, for diagnostic bacteriology) | 12300
02-03-002767 | Gas sterelizer | 30
02-03-002768 | Survey meter | 30
02-03-002769 | Mini Vidas analyzer- complete (for viral & biochemical analysis) | 30
02-03-002770 | 4c-cdd centrifuge | 330
02-03-002771 | Teaching microscope with projector & screen | 30
02-03-002772 | Autologous blood component system - sequestra with all access. | 30
02-03-002773 | Serum electrolyte | 30
02-03-002774 | Blood suger analyser | 30
02-03-002775 | Automated system for blood culture | 30
02-03-002776 | Mini API | 30
02-03-002777 | Autoclave ( large size ) | 30
02-03-002778 | Cell saver with accessories | 30
02-03-002779 | Visual semi-automated analyzer for clinical chemistry complete unit kits | 30
02-03-002780 | Biomesien &Hemostasis | 30
02-03-002781 | Mini API for bacteriology compleate with strips types (ATB+ID32) | 30
02-03-002782 | Mini Vital automated blood cultuse for all laboratories complate enagh quatitive bottle media | 30
02-03-002783 | ABL blood gas lab. (acid base lab.) with solution & disposable kits with electrolytes ( K + , Na + , Ca ++ ) | 30
02-03-002784 | Small labs for ICU (glucose ,K,Na) | 30
02-03-002785 | Reflomate+stick | 750
02-03-002786 | Mixer | 90
02-03-002787 | Portable Incubator. | 150
02-03-002788 | Dissecting Microscope | 30
02-03-002789 | Video microscope | 30
02-03-002790 | Electron microscope | 30
02-03-002791 | Nucliec+B2383 acid hybridization | 30
02-03-002792 | Scanning microscope | 30
02-03-002793 | Microscope (specialist) | 60
02-03-002794 | Gamma counter for hormones | 30
02-03-002795 | Rotary and electric microtomes | 30
02-03-002796 | Cytospin centrifuge | 30
02-03-002797 | Automatic tissue processors | 30
02-03-002798 | DNA Hybridization technique application | 30
02-03-002799 | Knife sharpner | 30
02-03-002800 | Rapid processor instrument(microwave) | 30
02-03-002801 | Automated system (Biochemical) | 30
02-03-002802 | Automated viral system | 30
02-03-002803 | Spectrophotometric system | 30
02-03-002804 | PCR thermocyclar | 30
02-03-002805 | Blood gases analysis unit | 30
02-03-002806 | Laminar air flow cabinet (vertical ) , (0.2 micron bore ) with ultraviolet light | 30
02-03-002807 | Microscope with built in camera | 30
02-03-002808 | CO2 priscion meter | 30
02-03-002809 | Deep freeze - 80 c | 30
02-03-002810 | Water bath | 30
02-03-002811 | Stainless steel anaerobic jars with 2 valves | 30
02-03-002812 | Pipette washing jars | 30
02-03-002813 | Stainless steel cylinder for sterilization | 30
02-03-002814 | Distiller ( double distillation system ) | 30
02-03-002815 | Deionizer | 90
02-03-002816 | DNA chromosomal flow cytometry (double laser ) with training course | 30
02-03-002817 | DCA 2000 Analyzer | 30
02-03-002818 | Reagent kit | 60
02-03-002819 | Normal control | 30
02-03-002820 | Abnormal control | 30
02-03-002821 | CSII insulin infuser with accessories | 90
02-03-002822 | Dry chemistry auto analyser | 30
02-03-002823 | Electrolytes analyser | 30
02-03-002824 | Glucose analyser * | 30
02-03-002825 | Micro analyser for serum calcium | 30
02-03-002826 | Filtering unit | 30
02-03-002827 | Antibiotic sensitivity apparatus | 30
02-03-002828 | Filter pump | 30
02-03-002829 | Immuno Flurescent microscope | 30
02-03-002830 | Mini vidas | 30
02-03-002831 | Micro elisa system | 30
02-03-002832 | Platles aggregometer | 30
02-03-002833 | Khan tube centrifuge | 30
02-03-002834 | cell separater for plasma pheresis | 30
02-03-002835 | Astrops + oxymeters .ABL2 | 30
02-03-002836 | Sterilizers + CSD sets (central station) | 30
02-03-002837 | Blood gas machines | 30
02-03-002838 | Blood Gas analyzer with Hb ,complete with one year ,spare parts and all accessories kit | 30
02-03-002839 | Ion selective electrodes complete with one year ,spare parts and all accessories kit(electrolyte analyser) | 30
02-03-002840 | Deionizer | 60
02-03-002841 | Centrifuge (Bench type) speed up to 5000rpm | 30
02-03-002842 | Coulter counter for haematological tests | 30
02-03-002843 | Epi (set of different sugars ) for diagnostic bacteriology | 6300
02-03-002844 | Gas sterilizer | 30
02-03-002845 | Dissecting microscope with hood | 30
02-03-002846 | Dissecting microscope with micromanipulath | 30
02-03-002847 | Disposable &accessories for Infertility Lab including:- (Analar water , Ham F10 Culture medium Concentrate , Ovum aspiratim set , Three-Cm Petri dishes , Micro lest-tubes) | 60
02-03-002848 | Anacrobic jars | 60
02-03-002849 | Water bath boiling | 30
02-03-002850 | Microflow spectrophotometer | 30
02-03-002851 | Gamma counter for hormonal assay | 30
02-03-002852 | Freeze centrifuge for hormonal assay (a-Good sized solid battery with long life , b-Suitable size & weight , c-Enough alarm for O2 concentrate & temperature inside the incubator with humidity of environment and temperature measurment for the holy inside , d-Good adaptar for O2 - cylinder , e- Enugh holes for introduction of fluid line with its support , f-Easily handeled) | 30
02-03-002853 | Rouler for measuring (PCV) | 30
02-03-002854 | Neubauer chamber | 30
02-03-002855 | ESR Racks | 60
02-03-002856 | Salh Pippettes | 30
02-03-002857 | PCV Microcentrifuge | 30
02-03-002858 | ESR Pippettes | 360
02-03-002859 | Coulter counter | 30
02-03-002860 | Blood film | 30
02-03-002861 | Slide rack | 60
02-03-002862 | Needles of bone Marrow Aspiration+biopsy | 90
02-03-002863 | Micropippettes | 60
02-03-002864 | Centrifuge | 60
02-03-002865 | Differential counter | 30
02-03-002866 | Multihead microscope | 30
02-03-002867 | Platlet aggrigator | 30
02-03-002868 | Cryostat | 30
02-03-002869 | ABL & Electrophotometry + solutions | 60
02-03-002870 | Colony counter electric,for petridish 100mm Dia. ,with lens magnification 3x ,with fibe- tip pen ,4 - digit mechanical counting , 220 volt . | 90
02-03-002871 | Portable dissolve oxygenmeter with electrode | 90
02-03-002872 | Oven up to 200 c*dia .about 40x60x60 cm .with temp .control 220volt. | 60
02-03-002873 | Analytical balance digital from 0.0001g -200 g used on 220 volt | 90
02-03-002874 | Apparatus or system for the determination of chemical oxygen demand ( complete ) for six samples. | 90
02-03-002875 | Kjeldahl equipment for ammonia -determination ,unit of 6 samples 250ml each sample with accessories ( flask , condenser ,… )220volt . | 90
02-03-002876 | Mass spectrometer - EM 640 Mass spectrometer transportable GC / MS system 640 S for fast ON - SITE trace analysis of organic pollutants in water , soil ,air with lab .analytical specification loaded in small 4WD model 99 the above consist of : | 30
02-03-002877 | a)Mass spectrometer | 30
02-03-002878 | b) Periphery module case . | 30
02-03-002879 | c) Power supplies case | 30
02-03-002880 | d)Data system in case . | 30
02-03-002881 | e)Columns (different types ) . | 30
02-03-002882 | Cooled cabinet for preserving chemicals | 30
02-03-002883 | High volume air samplers with its spare parts & accessories | 60
02-03-002884 | Portable instrument for the analysis of nitrate ,nitrite ,phosphate with its chemicals & accessories . | 90
02-03-002885 | Portable instrument for the analysis of sulfate with its chemicals & accessories . | 90
02-03-002886 | Accessories for Rotork analysis model 400 - CO analyzer (Rotork co ) :- Mannual for model 400dual been infrared analyzer | 30
02-03-002887 | Calibration gas cylinder ( 50 ppm ) | 30
02-03-002888 | Calibration gas cylinder for SO2 ambient analyzer type 477 ( Rotork co. ) ( below 1 ppm ) . | 30
02-03-002889 | Portable Schiotztonometer . | 90
02-03-002890 | Airmeter ( mechanical & electrical + battery ) | 90
02-03-002891 | Instrument for anthropometer measurement | 30
02-03-002892 | Osmometer for measurment of osmolarity of semen, serum and collidial solutions | 60
02-03-002893 | Water bath (10 litter capacity) | 60
02-03-002894 | Wild M8 stereo-micro scope for eggexamination with camera | 60
02-03-002895 | Inverted microscope type olympes with camera use for fertilized eggs | 60
02-03-002896 | Embryo cryo preservation machine ,for freezing egg,sperm and embryo,with all acceessories including liquid nitrogen tanks,freezing tubes,tubes holders cans and canisters and storge tank | 60
02-03-002897 | Liquid nitrogen production unit with all accessories and production capacity 5-8 litferlhe the unit must to lurate to wark at lugh temperature and supplied with spare parts for 3 years | 60
02-03-002898 | Hormones analysis machine(mini vidus kits) | 60
02-03-002899 | Electrical sensitive balance with five digits | 60
02-03-002900 | Micro manipulator inverted microscope with video camera and warm stage and micro needles | 60
02-03-002901 | Phase contrast microscope | 30
02-03-002902 | BH2 olympic research microscope | 90
02-03-002903 | Tissue photo microscopy | 30
02-03-002904 | Laminary flow -hood cabinet with micropippette,gas supply,air filters and UV light | 60
02-03-002905 | Electrical warm plate | 90
02-03-002906 | Advance electro phoresis | 60
02-03-002907 | Gene analyzer machine with accessories | 60
02-03-002908 | Ampoule sealing machine with accessories | 30
02-03-002909 | Gas liquid chromotography with accessories and spare parts | 90
02-03-002910 | Ions analyzer machine | 60
02-03-002911 | Double water distillator | 30
02-03-002912 | Micro tone | 30
02-03-002913 | Zona pellucida drill ( Fertilase) to be put on ICSI apparatus | 30
02-03-002914 | Hybrite-for denaturation /Hybridization | 30
02-03-002915 | VYSIS Quips Genetic Work Station & Imaging | 30
02-03-002916 | ICSI accessories :- Double needle holder | 30
02-03-002917 | Tyrade acid solution : Laser | 91500
02-03-002918 | Hybrite | 12000
02-03-002919 | Flourecent cricro | 39300
02-03-002920 | Probes | 30300
02-03-002921 | Media | 30300
02-03-002922 | Variant | 90
02-03-002923 | Blood cell counter(hematology analyzer) | 90
02-03-002924 | ABI pris system 3 , 0 Genetic Analyser | 30
02-03-002925 | Microcentrifuge | 30
02-03-002926 | Refrigerated ultracentrifuge | 30
02-03-002927 | Micromanipulator system (ICSI ) with blastomere biopsy set & Nikon inverted microscope with video camera & screen with laser machine (Fertilase ) . | 30
02-03-002928 | DNA sequenser with computer system & gel recorder with full accessories . | 30
02-03-002929 | Ultraviolet transilluminator system . | 30
02-03-002930 | Poly acrylamide gel electrophoresis with vertical & horizental cell accessories . | 30
02-03-002931 | Agarese electrophoresis with minicell unit & wide scale unit . | 20 for each
02-03-002932 | Microbiological & chemical hood air cabinate system with all the accessories . | 20 for each
02-03-002933 | DNA Incubation & Hybridication apparatus | 30
02-03-002934 | Wild M 8 high power stereodissecting microscope with stage warmer & camera . | 30
02-03-002935 | Deep freezer 120 c | 30
02-03-002936 | Jouan CO2 IG -50 Incubator with flowmeter , gas regulator & 4filled CO2 cylinder | 30
02-03-002937 | Heraeus CO2 incubator | 30
02-03-002938 | Leica M28 steremicroscope | 30
02-03-002939 | Olympus BT2 microscope | 30
02-03-002940 | Narshige-nikon micro-research microscope | 30
02-03-002941 | heraeus labofuge 400 E | 30
02-03-002942 | osmomat model 030 | 30
02-03-002943 | mettler balance AB 204 | 30
02-03-002944 | microscopic stage warmer | 30
02-03-002945 | eppendorp transferman | 30
02-03-002946 | wildm &skreomicroscope | 30
02-03-002947 | thermotransporter 3016 | 30
02-03-002948 | multiblock warmer | 30
02-03-002949 | Craft suction pump | 30
02-03-002950 | Fluorine analyzer | 30
02-03-002951 | Glass ampoule sealler | 30
02-03-002952 | Micro-osmometer for IVF | 30
02-03-002953 | Phase contrast microscope | 30
02-03-002954 | Mettler balance digital | 30
02-03-002955 | IVF warming plate HT 200 | 30
02-03-002956 | Tissue processer Histokinet | 30
02-03-002957 | Dry bath thermolyne 17600 | 30
02-03-002958 | research microscope | 30
02-03-002959 | Co2 flow meter/changer | 30
02-03-002960 | Co2 gas cylinder | 60
02-03-002961 | Co2 gas regulator | 60
02-03-002962 | Glucose assay machine | 30
02-03-002963 | Warm tube holder | 30
02-03-002964 | Microforge | 30
02-03-002965 | Micropipette grinder | 30
02-03-002966 | Micropipette puller | 30
02-03-002967 | Nikon inverted microscope | 30
02-03-002968 | Laboratory watches | 60
02-03-002969 | Automatic semen analyzer | 30
02-03-002970 | Protein byproduct analyzer | 30
02-03-002971 | Microlens ACM 30 FO( codeFO-8168 M) | 30
02-03-002972 | Microlens ACM 70(code FO-8168 L) | 30
02-03-002973 | Microlens ACM 120(code FO-8168R) | 30
02-03-002974 | Fiber-optic light cable green | 30
02-03-002975 | UV-2001 Hitachi visible/UV spectrophotometer with the following accessories:- | 30
02-03-002976 | Single cell holder | 30
02-03-002977 | Multi cell holder | 30
02-03-002978 | Solid sample holder | 30
02-03-002979 | AS-3000 intelligent autosampler | 30
02-03-002980 | Gene spacec-I for DNA-RNA measurments with all accessories | 30
02-03-002981 | Auto prep 12 fully automated DNA extraction system | 30
02-03-002982 | Electro cell fusion system | 30
02-03-002983 | Microbiological hood | 60
02-03-002984 | Microcentrifuge-Eppindrof | 90
02-03-002985 | Lypholyser | 30
02-03-002986 | Fraction collector and colummns | 60
02-03-002987 | Peristatic pump | 90
02-03-002988 | Laser densitometer | 30
02-03-002989 | Sonicator with probes | 30
02-03-002990 | CO2 gas flowmeter | 60
02-03-002991 | Spiremeter | 30
02-03-002992 | Reflotron sprint | 30
02-03-002993 | Digital spectrophotometer (small couvat) | 30
02-03-002994 | Autoanalyzer for biochestery test | 30
02-03-002995 | a-MS9 | 30
02-03-002996 | b-Refloton (strip) | 30
02-03-002997 | Distallater appartas | 30
02-03-002998 | Hb electrophoreses Virant (Hb test) | 30
02-03-002999 | Microtom | 30
02-03-003000 | Stainer | 30
02-03-003001 | Wax bath | 30
02-03-003002 | Photo cell for spectronic 20 | 30
02-03-003003 | Lamp for spectronic 20 | 60
02-03-003004 | Chair for blood transfusion | 30
02-03-003005 | Blood shaker & calibtar | 30
02-03-003006 | P.C.R +kits | 30
02-03-003007 | Autoanalyzer | 120
02-03-003008 | D.C nesuscitation | 30
02-03-003009 | Harvesting machine | 30
02-03-003010 | B-scintilation | 30
02-03-003011 | R-active gamma cell 200 | 30
02-03-003012 | Laminar flow class -1- | 30
02-03-003013 | UV apparatus 302 nm | 30
02-03-003014 | Gel documentation system | 30
02-03-003015 | DNA blotter | 30
02-03-003016 | Hybridization oven | 30
02-03-003017 | Plasma extractor | 30
02-03-003018 | Platlet agitator | 30
02-03-003019 | Gamma counter | 90
02-03-003020 | Vibrator | 30
02-03-003021 | Distilling apparatus | 30
02-03-003022 | Paraffine dispenser | 30
02-03-003023 | Automatic Knife sharpner (autosharp) and accessories | 30
02-03-003024 | Electric rotary microtome | 30
02-03-003025 | Automatic rotary microtome | 30
02-03-003026 | Automatic tissue procossor (2L processor) &accessories | 30
02-03-003027 | Automatic stainer &accessories | 30
02-03-003028 | Automatic stainer & for immunoperoxidase | 30
02-03-003029 | Flowcytometry | 30
02-03-003030 | Electric balance (sensitive) (frome 0.1 gm-100 gm weight) | 30
02-03-003031 | Tissue floatation bath | 30
02-03-003032 | Warming table | 30
02-03-003033 | Embedding molds | 30
02-03-003034 | Knives for rotary microtome (stainless steel) | 30
02-03-003035 | Tissue capsules (stainless steel) | 30
02-03-003036 | Block cabinets | 30
02-03-003037 | Basic semimicroanalytical balance,3sided glass weighing chamber | 30
02-03-003038 | Circulator (water regulator),temp -10 to 100 c | 30
02-03-003039 | Thermal cycler (PCR Gene amplifier) | 30
02-03-003040 | Hybridization incubators (+5 to-100 C) with its accessories (hybridization tubes &hybridization tube rack holders &separation membranes (200X200 mm)for multiple hybridization | 30
02-03-003041 | Midi &mega horizontal gel system electrophoresis ideal for RNA & DNA analysis,with its accessories (casting tray) | 30
02-03-003042 | Minigel -0 -submarine system with its accessories (minigel casting tray) | 30
02-03-003043 | Microbiological safety cabinet | 30
02-03-003044 | Transilluminators (fluorescent tables advantage of 312 mm wave length for DNA visualization,with polaroid camera | 30
02-03-003045 | Timer (clock multifunction),stopwatch digital timer,countdown for minutes | 30
02-03-003046 | Gel destainer/shaker (metal tray 360 X360 mm)with adjustable angle of tilt from 0 to 12 C) | 30
02-03-003047 | Microfuge (eppendorf) | 30
02-03-003048 | Manul or automatic dosing with interval timer for laboratory needing as transfer pump or dosing dispenser operates aforward or reverse pumping for acid or alkalies pumpming rate ml/min 5-500 ml accuracyon volume +-1% tube bore max 8mm tube bore min 3mm tube wall thickness 2mm dimensions,HxWxD 155x255x287 mm with oparting manule &spare parts for 2 years | 30
02-03-003049 | Electronic sensetive balance capacity 0.0001 gm to 200 gm | 30
02-03-003050 | Rotor for centrifuge JA-14 (14000 rpm) for beckman j2-21 | 30
02-03-003051 | Fume hood length 150cm wideth 80 cm hight 240 cm lined with poly propylene for use with highly corrosive chemicals | 30
02-03-003052 | HPLC apparatus wave legth of 190-600 mm light source of deuterium lamp,absorbance range 0.0001-2 AUFS in 0.0001 AUFS incerments,band width <8nm ,averaging time 0.01-5S in 0.01 s. increments (single made channel) tempreture 10-40 C with accessories | 30
02-03-003053 | Autoclave vertical chamber diameter 40 cm chamber depth 66 cm hight (outer)90 cm | 30
02-03-003054 | Triple beam balance | 30
02-03-003055 | Digital U.V. Vis spectrophotometer with expanded wave lengthrange allows continuous range allows continuous operation over the entire 200-1000 nm wave-length range with automatic inter change of photodetectors &filters | 30
02-03-003056 | End point titration sustem Automatic end-point titration,system ranges:0 to+-4 PH/0 to+-1400 | 30
02-03-003057 | Melting point apparatus specification oven temp.range 45-450 C over all dimensions hXwXd 435X180X263mm for operation on 230 250 V 50-60 HZ | 30
02-03-003058 | Atomic absorption spectrophotometer | 30
02-03-003059 | Infra red absorption spectrophotometer | 30
02-03-003060 | Gamma counter for radio immuno assay | 30
02-03-003061 | Cryo centrifuge (cold centrifuge) | 30
02-03-003062 | Deionzes machine | 60
02-03-003063 | Cytometery | 30
02-03-003064 | Cytometery flowmetery urethral pressure profile | 30
02-03-003065 | Air-puff tonometer | 30
02-03-003066 | Autoanalyzer for haematology | 30
02-03-003067 | Densimat instrument desitometer to measure the density of bacterial suspensions | 30
02-03-003068 | Densitometer | 30
02-03-003069 | Coaguhtion electrode | 30
02-03-003070 | Urometer for SP.gravity | 60
02-03-003071 | WBC counter | 60
02-03-003072 | Blood bank | 30
02-03-003073 | Coltter | 30
02-03-003074 | Mini API | 30
02-03-003075 | Kahn tube centrifuge | 60
02-03-003076 | Ependrof centrifuge | 30
02-03-003077 | Blood cell separator | 60
02-03-003078 | Autoflow incubator with accessories &spare parts | 30
02-03-003079 | Laminar flow biological safety cabinate with accessories & spare parts | 30
02-03-003080 | Specular microscope with accessories & spare parts | 30
02-03-003081 | Laminar air flow cabins that ensure germ free enviroment sorrounding the patient with low imunity after bone marrow transplant | 30
02-03-003082 | Instrument used to irradiate blood cells and platelets for bone marrow transplant to reduce incidence of graft versus host disease | 30
02-03-003083 | U.V inverted microscope | 30
02-03-003084 | Immunostainer | 30
02-03-003085 | Automatic stainer | 30
02-03-003086 | Automatic processor | 30
02-03-003087 | Microatom | 30
02-03-003088 | Wax suspencor | 30
02-03-003089 | Stretching path | 30
02-03-003090 | Embiding station | 30
02-03-003091 | Electron microscope | 30
02-03-003092 | Multihead microscope | 30
02-03-003093 | Coagulometer | 30
02-03-003094 | Protein electrophoresis set with scanner | 30
02-03-003095 | Ionic diffusion set | 30
02-03-003096 | Osmometer | 30
02-03-003097 | Bone densometer | 30
02-03-003098 | Radiation dosmeter | 30
02-03-003099 | Glucometer | 30
02-03-003100 | Deioniser | 90
02-03-003101 | Automatic diffusion set | 30
02-03-003102 | Multichannel auto-analyser | 30
02-03-003103 | Fundoscope | 30
02-03-003104 | Heraeus CO2 Incubator Model B6060 No. 95110727 with internal doors, filters (No. 10), CO2 gas cylinder with CO2 gas (No. 6), CO2 gas regulator (No. 4) and six cylinders of mixed gas of 5% CO2 , 5% O2 and 90% N2 for egg and embryo micromanipulator. | Number of CO2 incubator required: Two with two Friyt CO2 gas Analyzer.
02-03-003105 | Heraeus Instruments Lamin Air HP72 with accessories. | 30
02-03-003106 | Stereo high power dissecting leica MZ8 microscope with heating stage. | 30
02-03-003107 | Warming plate HT200 with control temp. system for IVF work. | 30
02-03-003108 | Thermolyne type 17600 Dri-Bath. | 30
02-03-003109 | BH2 Olympus microscope. | 30
02-03-003110 | Planer Kryo series III with pump (planer LNP4, MVE XO 47/11-10 XC 47/11 LAB 30 with all the accessories for cryopreservation of human embryos including cryo vials (No. 600), cans (No. 40), cryovial holder (No. 50), L.N. storage container: Size 7, 40 liters No. of each tree. With computer and printer. | 30
02-03-003111 | NARISHIGE-NIKON MODEL MM 188 MICROMANIPULATOR ONE COMPLETE SYSTEM REQUIRED: Inverted microscope-Nikon Diaphot, Optics-Hoffman modulation contrast system, Heating stage-Linkam THN-60/16 with MS100 controller, Manipulators-Tree-dimensional coarse control manipulator MO-188 Tree-dimensional hydraulic remote control manipulator MM-188, Microinjector IM-6 with video camera monitor Sony type and Video recorder panasonic AG 7750, Nikon F601 camera plus pipette puller, microgrinder and microforge, | each 20 required
02-03-003112 | Heraeus Instrument Labofuge 400e function line, | 30
02-03-003113 | Osmomat 030 cryoscopic osmometer from Gonotec Co. | 30
02-03-003114 | Mettler AB204 MAX. 200/21Ogm, d: 0.1 Balance , | 30
02-03-003115 | MVE cryogenic sperm freezing Apparatus. | 30
02-03-003116 | TRANSFERMAN EPPENDORF MICROMANIPULATOR WITH EMBRYO BIOPSY, NIKON INVERTED MICROSCOPE, VIDEO MONITORING CAMERA AND HEATING STAGE. | 30
02-03-003117 | Desicator model 5317.0120 from Nalgene Co. | 30
02-03-003118 | Multiblock warm heater, | 30
02-03-003119 | Thermo transporter model 3016, | 30
02-03-003120 | Stereomicroscope model Wild M-8 from wild Heerbrugg Company | 30
02-03-003121 | Spectrophotometer / Spectronic 20, | 30
02-03-003122 | Phasecontrast microscope, | 30
02-03-003123 | MINIcool Embryo Freezer with computer and printer plus Liquid nitrogen tanks and Accessories, | 30
02-03-003124 | Multiblook Warmer , | 30
02-03-003125 | Fluorcent Microscope with Camera , | 30
02-03-003126 | Water Purification and Distillation Sys., | 30
02-03-003127 | Flourimeter, | 30
02-03-003128 | IVF Inverted Microscope with Photo Camera , | 30
02-03-003129 | Tissue Photomicroscope with Camera , | 30
02-03-003130 | Mini-vidus for hormone analysis | 30
02-03-003131 | Jouan CO2 Incubator with accessories | 30
02-03-003132 | Sartorus digital sensitive balance | 30
02-03-003133 | Lab .animals cages : (Mice cages): Dimentions 29 x 11x 11 cm with all the accessories (plastic white opic with net metal cover with bottels for drink water and special troly ) each troly holds 60cages | 2100
02-03-003134 | Rat cages: Laboratory Rat cages dimentions :41.5 x 28 x 12.5 cm with all the accessories (same of above ) | 2100
02-03-003135 | Lab. Rabbit cages with all the accessories Dimention 130 x 70 x 60 cm each troly holds 12cage | 1050
02-03-003136 | Filter blood clot for Ms9 | 30
02-03-003137 | Micro pipetter,digital & fixed volume | 30
02-03-003138 | Heat manfil | 30
02-03-003139 | Peristtic pump | 30
02-03-003140 | Medrad spectris MR Injector | 30
02-03-003141 | Injector disposable kit | 30
02-03-003142 | IMJ coil | 30
02-03-003143 | LP ring coil | 30
02-03-003144 | Small for coil | 30
02-03-003145 | Abciximab plus (G.P 11 b/111A) receptor | 400 bott
02-03-003146 | Cardiac enzyme apparatus complete with kits for quantitative esttimation of troponin I,CK-MB & myoglobin to carry out 2500 test/year | 30
02-03-003147 | Haemocytometer | 150
02-03-003148 | Organ bath | 60
02-03-003149 | Biouclear microscope | 90
02-03-003150 | Haemofuge complete with all access. | 30
02-03-003151 | Rotary evaporator complete with all access. | 30
02-03-003152 | Photomicroscope complete with all access. | 30
02-03-003153 | Serum chemistry profile analysis | 30
02-03-003154 | Manual coagulation instrumonil with accessories | 30
02-03-003155 | Counter cells | 30
02-03-003156 | Dispenser | 60
02-03-003157 | Bilrubinmeter | 30
02-03-003158 | W B C camber | 60
02-03-003159 | CCTV camera with color monitor for microscope olympus compound and stereo | 30
02-03-003160 | Aytomated EIA analyzer | 30
02-03-003161 | Microfuge for eppendroff tube 5000 rpm | 30
02-03-003162 | Master cycler PCR | 30
02-03-003163 | Vidas | 30
02-03-003164 | Universal 16 A centrifuge | 30
02-03-003165 | UPS with stabilizer | 30
02-03-003166 | Microplate washer | 30
02-03-003167 | Microplate reader | 30
02-03-003168 | Bi-Distillar | 30
02-03-003169 | Dissolution apparatus | 30
02-03-003170 | Elisa immuno assay | 30
02-03-003171 | Roller machine | 30
02-03-003172 | Refrigerator for storage the solution | 30
02-03-003173 | Electric centrifuge T5 complete 4-head | 30
02-03-003174 | Electric boiler with low meter out let tape for above # timer for above | 30
02-03-003175 | Castric PH meter | 60
02-03-003176 | HPLC | 30
02-03-003177 | Gel electrophoresis (vertical) | 30
02-03-003178 | Balance , analytical , electronic (sartorius 2006 Mp6) | 90
02-03-003179 | Bath tow temperature grant LE tange (30 to +70)ْC | 30
02-03-003180 | Cooler units refrigerated | 30
02-03-003181 | Plasma strilizer | 30
02-03-003182 | sterilization indicator | 30
02-03-003183 | Wet chemistry autoanalyzer | 30
02-03-003184 | Concertino (Basic radim immunassy operator) with acces. (computer , Light table ,Reader, washer , Incubator) | 30
02-03-003185 | Microscope with viduo camera & monitor | 30
02-03-003186 | Automated fluorescent microscope | 30
02-03-003187 | Cytogenetic work station (LEICA Q550 CW :- a- high sensitivity and resolution CCD camera , b- system control of camera parameters , c- fast PCI digitizing board , d- high resolution monitor -24 bit colour display , e- powerful ATX pentium PC based work station , f- microsoft windows-graphic user interface , g- mouse point and click) | 30
02-03-003188 | Cytogenetic application (a- Leica chantal , b- Leica Q FISH , c- Leica Q CGH , d- Leica cybase) | 30
02-03-003189 | Hemometer | 30
02-03-003190 | Water bath Tray electrical for pedilon sheets 750mm x 400mm | 30
02-03-003191 | Microfuge centerfuge refegrted | 60
02-03-003192 | Ultrafuge - (centrifuge refregrted) | 30
02-03-003193 | Polymerease - Chain - Reaction - Appartus (Pcr) | 60
02-03-003194 | Hybridization - appartus (A. Liquid or solution - phase Hybridization type) | 30
02-03-003195 | B. Solid - Support Hybridization - Type | 60
02-03-003196 | DNA-Pulser | 30
02-03-003197 | DNA-Sequencer | 60
02-03-003198 | GNA-analyzer (A. Complete apparatus with all above equipment ) | 30
02-03-003199 | B. Separatus with one of each above equipment) | 30
02-03-003200 | AGAROSE - Gel electrophoresis apparatus :- A. Complete unit = Gel separation , power supply , Denisometer . | 60
02-03-003201 | B. Separate unit = Separation , power supply , denisometer . | 30
02-03-003202 | C. Gel pack - kits type | 60
02-03-003203 | Gel - Documatation system (A. Visual manual) | 30
02-03-003204 | B. Automated with Polaroid camera & computer storage(System data-Base) | 60
02-03-003205 | Accessories for Deionized water:-(OJ 3150x50 (55805202) , OJ 3200x55 (55805303) , spare superc cartridge 124/PK for mill , Milligard comtcidge 123/PK , ION - EX cartcidge 1/PK) | 30
02-03-003206 | Gel hemoglobin electrophoresis with accessories & reag. &papers | 30
02-03-003207 | Autoanalyser system for Drug ofabuse in biological fluids | 30
02-03-003208 | Infra red | 30
02-03-003209 | Lab.appliances | 30
02-03-003210 | Heating mantile | 30
02-03-003211 | Full Haematology - system | 30
02-03-003212 | Frozen section | 30
02-03-003213 | Microtome for Histopathology | 30
02-03-003214 | Roler shaker | 30
02-03-003215 | Khau shaker | 30
02-03-003216 | ICSI-system complete | 30
02-03-003217 | CO2 Incubator with regulator | 30
02-03-003218 | Freezing system | 30
02-03-003219 | Heater bloc | 30
02-03-003220 | Inverted microscope with micromanipulator arme | 30
02-03-003221 | Ultraviolet | 30
02-03-003222 | Laminor air flow I , II , III | 30
02-03-003223 | Mag NA Pure LC Instrument | 30
02-03-003224 | DNA synthesizer | 30
02-03-003225 | Elctrofuio | 30
02-03-003226 | Vaccum Concentrator | 30
02-03-003227 | Pulsed-Field Gel electrophoresis | 30
02-03-003228 | Large nitrogen tank tissue culture | 30
02-03-003229 | Chemo station with all accessories | 30
02-03-003230 | Integreted imaging system consits of:- (a- Moleculer imager FX system, b-Derstometry system , c-Flour S multi imager system , d-Gel Doc 2000 and chemo Doc system and accessories) | 30
02-03-003231 | High speed centrifuge | 30
02-03-003232 | French press system | 30
02-03-003233 | Digital multichannal micropipt (0.1-2ul) (2-10ul) (20-50ul) | 30
02-03-003234 | Pipetting aid | 30
02-03-003235 | Hot or coold shaker with stirrer | 30
02-03-003236 | Electro fast wide system | 10
02-03-003237 | Micro wave instroment | 10
02-03-003238 | U.V light | 10
Equipment:PCR Laboratory
02-03-003239 | Mastercycler gradient 230 V-50/60 Hz .(5331000.01) | 1pc
02-03-003240 | Biomaster kit consisting of :- 1Biomaster with contineous volume selection in range from 1-20ul &1 box of 96 mastertips.(483 000.017) | 1pc
02-03-003241 | Mastertips (5 boxes with each 96 Mastertips , autoclavable ) .(30001.32) | 1 set
02-03-003242 | Centrifuge refrigerated 541 7R without rotor , 230V-50 Hz(5407000.015) | 1 pc
02-03-003243 | Standard rotor F45-30-11with Lid for centrifuge5417C/R(5490015.002) | 1PC
02-03-003244 | Safe -lock tubes 1.5ml(30120.086) | 10set
02-03-003245 | 1000pcs of 0.2mlPCR tubes(30124.2) | 10set
02-03-003246 | Concentrator5301,complete system with pump.230V/50-60Hz.(5301000.21) | 1pc
02-03-003247 | Biophotometer 6131 Accessories for biophotometer(option) (need to be ordered separately prices not stated ):0013608.118ThermoprinterDPU 114 ,0013608.172 Main power supply 230V ,0013610.517 connecting cable ,4153000.013Aspirating pump ECOM -P(6131000.012) | 1PC
02-03-003248 | Multipette plus 4980(4980000.015) | 1pc
02-03-003249 | Combitips plus biopur0.1ml(30069.404) | 1set
02-03-003250 | Combitips plus biopur0.2ml(30069.412) | 1set
02-03-003251 | Combitips plus biopur0.5ml(30069.42) | 1set
02-03-003252 | Combitips plus biopur1ml(30069.439) | 1set
02-03-003253 | Combitips plus biopur5ml(30069.455) | 1set
02-03-003254 | System pack titerman ,8-channel, 0.5-1 ul(4908000.507) | 1set
02-03-003255 | Eppendorf Research3110,0.1-2.5 ul(3110000.013) | 1pc
02-03-003256 | Eppendorf Research3110,0.5-1 ul(3110000.021) | 1pc
02-03-003257 | Eppendorf Research3110,2-20 ul(3110000.03) | 1pc
02-03-003258 | Eppendorf Research3110,10-100 ul(3110000.048) | 1pc
02-03-003259 | Eurotips 2.5ul (Nanotips) (960 Eurotips in racks )(30063.937) | 5 set
02-03-003260 | Eurotips 20ul (960 Eurotips in racks )(30063.6) | 5 set
02-03-003261 | Eurotips 100ul (960 Eurotips in racks )(30063.619) | 10set
02-03-003262 | Eurobox 2.5 ul (Nanotips) plus 96 Eurotips(30063.67) | 1set
02-03-003263 | Eurobox 20ul plus 96 Eurotips .(30063.88) | 1set
02-03-003264 | Eurobox 100ul plus 96 Eurotips .(30063.899) | 1set
02-03-003265 | Piptte stand carrousel for 6 pipettes.(4807000.018) | 1pc
02-03-003266 | Blood gas-Astrup. | 84
02-03-003267 | HRGC-MS with complete access. | 10
02-03-003268 | Accelerate solvent Extractor (ASE 200) | 10
02-03-003269 | Automatic soxhlet | 10
02-03-003270 | N2 flow water bath | 10
02-03-003271 | Soxhelth with complete sets | 10
02-03-003272 | Standards & labeled from EPA | 10
02-03-003273 | MicroBeam research system PALM | 10
02-03-003274 | DNA synthesizer | 10
02-03-003275 | TLD system with 4000 cards for personal dosimetry | 10
02-03-003276 | Thermolumeces dosimetry | 10
02-03-003277 | Polarimeter | 10
02-03-003278 | Electrophoresis , Gel electrophoresis (Acrylamide gel , Agar gel , SDSgel , Thin layer electrophoresis , paper electrophoresis , strip electrophoresis | 10
02-03-003279 | High speed glass balander | 10
02-03-003280 | Elisa orgnon tachnica (washer & reader & heating block) | 10
02-03-003281 | Tap lamp for bactrial diagnosis | 10
02-03-003282 | Dilter for flamephotometer | 10
02-03-003283 | Kahn centrifuge , serofuge , microfuge (Accomadating kahn tubes 12 kahn tubes in the rotor , working at room temp. , prefered to be momerable rotor with disps on each tube , speed range 1500-3000 RPM with changeable adjtment of speed , with timer for not wore than 30 min. , with transparemnt cover) | 30
02-03-003284 | Wizard | 10
02-03-003285 | Hrge-Ms with complete accessories | 10
02-03-003286 | Freeze-Dryer | 10
02-03-003287 | Accelerate solvent extractor (ASE 200) | 10
02-03-003288 | Automatic Soxhlet | 10
02-03-003289 | Rotary evaporator | 10
02-03-003290 | Ultra-Sonic water bath | 10
02-03-003291 | N2-flow water bath | 10
02-03-003292 | Soxhlet with complete Sets | 10
02-03-003293 | Eppendorf refregerated microcentrifuge with different rotors suitable for 2ml,1.5 ml(dimention 38x13mm),1ml,0.5ml eppendorf tubes | 10
02-03-003294 | Refregerated centrifuge | 10
02-03-003295 | Horizontal minigel electrophoresis unit 7x10 cm gel tray,with combs | 10
02-03-003296 | Horizontal midigl system electrophoresis ideal for DNA &RNA analysis with its accessories (casting tray & combs) | 10
02-03-003297 | Vertical gel electrophoresis unit (20x20) with all accessories | 10
02-03-003298 | Hybridisation incubator (+5-100C) with its accessories(hybridisation tubes&hybridisation tubes racks holders &separation membrane (200x200mm) for multiple hybridisation for solid type) | 10
02-03-003299 | Vacum oven (40-200C) | 10
02-03-003300 | Thermal cycler (PCR instrument)with its accessories,amplification range (10-10),temperature cycler-TR10,220 v. with all accessories,20x.5ml | 10
02-03-003301 | Refregerated /heating water circulator (-10 to 100 C) | 10
02-03-003302 | UV transilluminator with all accessories (fluorescent table) advantage of 312 nm wave length for DNA visualisation with polaroid camera & films | 10
02-03-003303 | Photodocumentation system with all accessories preferably computerized | 10
02-03-003304 | EC-6000 -90 power supply | 10
02-03-003305 | DNA electro transfer (20x20 cm) with all accessories | 10
02-03-003306 | Sequencing unit 200x430 mm with all accessories | 10
02-03-003307 | Dyna quant 200 fluorometer with all accessories | 10
02-03-003308 | Freezer (-70) | 10
02-03-003309 | Ultrasound (ultrasonic) | 10
02-03-003310 | Flourtescent microscope | 10
02-03-003311 | Nitrocellulose filter millipore for nicliec acid hybridisation 25 HA WP | 10
02-03-003312 | Flourtescent isothiocyanate detection system for DNA analysis kit (for insitue hybridisation) | 10
02-03-003313 | Ready to go rt-pcr beads 100 reaction in 0.5 ml tubes | 10
02-03-003314 | PCR nucleotide | 10
02-03-003315 | DNA polymerization mix | 10
02-03-003316 | Autoclave:- portable,stainlees autoclave heated by electricity with its accessories (autoclavable baskets) | 10
02-03-003317 | Balance:- basic&basic semimicroanalytical balance 3 sided glass weighing chamber,electrical | 10
02-03-003318 | Shaker with rotatory action,2-5 kg capacity,platform | 10
02-03-003319 | Spectrophotometer with it's accessories(cuvette),UV/visible,with scanner | 10
02-03-003320 | Thermomixer(temp.10 C-95 C) | 10
02-03-003321 | PH meter with it's accessories (glass&reference electrode,double junction Ag/Agcl,AD aptors connecter plug types),electrode filling solution Kcl,electrode stand) | 10
02-03-003322 | Tissue homogenizer ,small blander,dounce virtis,blender equipped with stainless cup,metal vessle of a waring blender (for bone) mortar or similar apparatus | 10
02-03-003323 | Deionzer | 10
02-03-003324 | Millipore filter system disposable,glass with accessories like filter ,vacume pump,spare parts ,flask | 10
02-03-003325 | Liquid nitrogen container&its equipment accessories, with variable size cryotubes with screw stopper,with handel | 10
02-03-003326 | Peak flow meter | 100000
02-03-003327 | Work ststion for easy vision | 4
02-03-003328 | Computer 5806 pantum 1.7G, HD disk, 16 ram memory with C.D rom 104 Keyboard complete. | 6
02-03-003329 | Volicillum canule &forceps | 6
02-03-003330 | Clinical chemistry Auto-analyzer 12 channel | 10
02-03-003331 | Gene sweep (Semidry Blot unit) | 10
02-03-003332 | portable sound level meter with Batteries | 30
02-03-003333 | Air meter Mechanical and Eectrical with Batteries | 30
02-03-003334 | Universal Kata Thermometer (different degrees ) | 30
02-03-003335 | Silverd Kata Thermometer (different degrees ) | 30
02-03-003336 | Drager Tube and pumps (for different Gases) | 30
02-03-003337 | pocket Spirometer (Vitalograph ) | 30
02-03-003338 | portable Spirometer ( Micro Vitalograph ) | 30
02-03-003339 | Vitalograph Computerized with all Accessories | 20
02-03-003340 | Mobile lab for Monitoring environmental back ground Ra diation with the following accessories | 20
02-03-003341 | Sodium lodide crystal with Multi-channal analyzer | 30
02-03-003342 | portable Dust Samplers | 30
02-03-003343 | portable Dose ( dose - rate ) Meter | 30
02-03-003344 | Emergency Resuscitation For Electric shock | 30
02-03-003345 | surface EMG with all accessories | 30
02-03-003346 | tissue embedding station | 200
02-03-003347 | tissue floatation bath | 200
02-03-003348 | immuno stainer | 200
02-03-003349 | H NMR spectrometer 60 MHz , Iron magnet 60 MHz,iron magnet , for proton & fluorine NMR,PC control,all other accessories &consumables , operation &library CD,s,deuterated solvents &standards. | 10
02-03-003350 | FT-IR spectrometer 200-400 /cm ,sample press , PC control ,CD library,all other consumables and accessories | 10
02-03-003351 | UV -visible spectrometer 190-1000 nm,PC control ,CD library,all other consumables and accessories+B3369 | 10
02-03-003352 | HPLC with preparative columns ,PC control,Autosampler ,CD library,consumables for 5 years | 10
02-03-003353 | Fraction colector complete with UV-visible detector,different columns &accessories,preparative columns,consumables for 5 years | 10
02-03-003354 | Vaccum oven suplied with effeceint pump | 10
02-03-003355 | Electrophoresisr complete ,tank,densitometer all other consumables and accessories | 10
02-03-003356 | Magil forceps | 36
02-03-003357 | Eye & face protection devices | 294
02-03-003358 | Diathermic snare | 90
02-03-003359 | UNISCALES (electronic weighing scale , for weinhing mothers and children) for use at PHCs , CCCUs | 4000 for each
02-03-003360 | Myelo-scope | 6
02-03-003361 | Lamps for Olympus microscope | 20
02-03-003362 | Ultrasound machine for veternary medecine and surgery with full accessories and spare parts with the following specification :- (portable , chargabl) | 3
02-03-003363 | Spect with treadmill,Bisicycle ergometer and gama camera | 3
02-03-003364 | PEI | 3
02-03-003365 | Automatic viscometer with timer and water bath , suppoted with all types of ASTM tubes | 10
02-03-003366 | Optimax plus | 20
02-03-003367 | Homogenizer | 10
02-03-003368 | Emulsifier | 10
02-03-003369 | Disc gel electrophoresis | 10
02-03-003370 | Magel machine | 2
02-03-003371 | Disck for monitor | 100
02-03-003372 | Gamma changer (Sample changer control and display , controls on electronic modules . Parameter in put through teletype key board . Evaluation programs and program parameter . | 5
02-03-003373 | Dose catibrator (Detector 5x5x2mm , counter grade Cadmium Telluride , syirge size (1.2 and 5 ml) Intcrements radioisotopes selection as follows : 99m TC 201 Ti.1133,In111,1125,Ga67, Display , choice of isotope , activity in MBq,Accuracy better than + 10% over the full rang out put : 4 digit display . power supply = 220-140 v , 50 Hz , 2m long cable. | 5
02-03-003374 | Ultrafiltration apparatus with constant stirring under nitrogen pressure about 150 kpa | 500
02-03-003375 | Elictric pipette | 10
02-03-003376 | cool spin for blood bags (power supply :220 volt-single phase 60 Hz , speed range :220-6000 rev./min to an accuracy of 10rev/minof speed , temperature control (0 - 40) ْ C with an of + - 2 C of the set temp. selectable range (-19 to 40) ْ C , provision for cooling air cooled centrifuge , rotor capacity : 6x12 blood backs , cup(oval , accomodating 2 quadriple blood bags , cup is divided by metalic partition ) , use : toprepare blood components) | 30
02-03-003377 | Colum chromatography system (1.6x50cm),(1.6x100cm) glass with peristaltic pump & sample collection system system (sample selector) | 5
02-03-003378 | Polyacrylamid gel electrophoresis system with voltage selector (disc & slab type) | 5
02-03-003379 | Portable suction apparatus for ambulance | 20
02-03-003380 | Nurosurgical microscope | 8
02-03-003381 | High speed rill for neurosurgery | 4
02-03-003382 | Urethroscope | 4
02-03-003383 | Saline warmer | 20
02-03-003384 | Platelet incubator & rotator | 4
02-03-003385 | Steriotactic frame + accessories | 4
02-03-003386 | Ultrasonic suction | 4
02-03-003387 | Pressure cuff infusions | 40
02-03-003388 | Oxygen blender | 30
02-03-003389 | Tonopen electronic | 4
02-03-003390 | C.B.C analyzer 5 parameters | 2
02-03-003391 | SPO2 and O2 monitor | 40
02-03-003392 | Mechanical ventilator | 32
02-03-003393 | Blood pressure monitor | 14
02-03-003394 | Cautery machin | 20
02-03-003395 | Pedal suction | 50
02-03-003396 | Portable monitors | 20
02-03-003397 | Bipolar coagulation set complete | 10
02-03-003398 | Measurement pressure distribution measurement system | 10
02-03-003399 | Precision Xtra | 60
02-03-003400 | DCA 2000 with cartilage | 60
02-03-003401 | Continuous Glucose monitoring system | 30
02-03-003402 | Insulin pump 508 | 30
02-03-003403 | Micromanipulator (ICSI) | 10
02-03-003404 | Electroporater | 10
02-03-003405 | Surgical 2K | 10
02-03-003406 | Pediatric circuit | 10
02-03-003407 | Peripheral catheterization laboratory with accessories | 10
02-03-003408 | Ultra-centrifugal pump set for heart lung machine | 24
02-03-003409 | Capillary gas chromatography | 2
02-03-003410 | Polographer | 2
02-03-003411 | Titration proccessor | 4
02-03-003412 | Inducted couple plasma | 2
02-03-003413 | Portable analyzer for measuring different gases(SOx,Nox,H2S,CN,F,OZONE) AND THE spm | 30 of each
02-03-003414 | Low volume air samlper | 4
02-03-003415 | Rain sampler | 8
02-03-003416 | Quality control system | 8
02-03-003417 | MERAN multi gas detector | 4
02-03-003418 | Cardiac markers tropnine 1 or T.CK MB and Myolobulin | 10
ICU
02-03-003419 | CENTRAL STATION WITH MONITORS WITH FULL ACCESSORIES &SPARE PARTS | 20
02-03-003420 | VENTILATORS WITH FULL ACCESSORIES & SPARE PARTS | 20
02-03-003421 | PORTABLE SUCTION PUMP WITH FULL ACCESSORIES & SPARE PARTS | 50
02-03-003422 | ABL SYSTEM WITH FULL ACCESSORIES & SPARE PARTS | 5
OPERATIVE ROOMS
02-03-003423 | CARDIAC OPERATIVE ROOMS WITH ALL ACCESSORIES INCLUDING CARDIAC OPERATIVE TABLE & CELLING LIGHTS | 12
02-03-003424 | HEART LUNG MACHINE WITH FULL ACCESSORIES & SPARE PARTS | 8
02-03-003425 | MAGNIFYING LOOPS FOR CARDIAC SURGERY | 20
02-03-003426 | ANASTHETIC MACHINE FOR CARDIOLOGY WITH FULL ACCESSORIES & SPARE PARTS | 8
02-03-003427 | MONITORS WITH FULL ACCESSORIES & SPARE PARTS | 10
02-03-003428 | PORTABLE LIGHTS FOR OPERATION ROOMS WITH FULL ACCESSORIES & SPARE PARTS | 10
02-03-003429 | HEAD LIGHTS WITH ACCESSORIES & SPARE PARTS | 20
02-03-003430 | CAUTTRY ( BICHANNAL) WITH FULL ACCESSORIES & SPARE PARTS | 20
02-03-003431 | STERNAL SAW WITH FULL ACCESSORIES & SPARE PARTS | 10
02-03-003432 | CAMERA FROM O.T. MONITORING WITH FULL ACCESSORIES & SPARE PARTS | 5
02-03-003433 | SET OF CARDIAC SURGICAL INSTRUMENTS | 30 SETS
CATHETERIZATION LABROTORIES
02-03-003434 | CARDIAC CATH. LAB. WITH FULL ACCESSORIES & SPARE PARTS | 3
02-03-003435 | PREPHERAL CATH. LAB. WITH FULL ACCESSORIES & SPARE PARTS | 1
02-03-003436 | PORTABLE CATH. LAB. WITH FULL ACCESSORIES & SPARE PARTS | 2
02-03-003437 | MRI ( CARDIAC & VASCULAR ) WITH FULL ACCESSORIES & SPARE PARTS | 1
02-03-003438 | PORTABLE X-RAY WITH FULL ACCESSORIES & SPARE PARTS | 8
02-03-003439 | X-RAY UNIT WITH FULL ACCESSORIES & SPARE PARTS | 2
02-03-003440 | SPIRAL CT. WITH FULL ACCESSORIES & SPARE PARTS | 1
02-03-003441 | INTRA - AORTIC BALLOON WITH FULL ACCESSORIES & SPARE PARTS | 10
CCU
02-03-003442 | CCU STATION FOR 25 BEDS WITH TELEMETRY & FULL ACCESSORIES & SPARE PARTS | 1
LABRATORIES
02-03-003443 | COMPLET BIOCHEMICAL LAB.+ 10 REFROTRON SYSTEM WITH FULL ACCESSORIES & SPARE PARTS | 1
02-03-003444 | COMPLET PATHOLOGY LAB.WITH FULL ACCESSORIES & SPARE PARTS | 1
02-03-003445 | COMPLET HEMATOLOGY LAB. WITH FULL ACCESSORIES & SPARE PARTS | 1
02-03-003446 | COMPLET BACTRIOLOGY LAB. WITH FULL ACCESSORIES & SPARE PARTS | 1
02-03-003447 | COMPLET SEROLOGY LAB. WITH FULL ACCESSORIES & SPARE PARTS | 1
02-03-003448 | ACT. MACHINE WITH FULL ACCESSORIES & SPARE PARTS | 20
02-03-003449 | SPECTRO PHOTOMETER WITH FULL ACCESSORIES & SPARE PARTS | 5
OTHERS
02-03-003450 | CELL SAVER WITH FULL ACCESSORIES & SPARE PARTS | 3
02-03-003451 | PLASMA STERILIZER WITH FULL ACCESSORIES & SPARE PARTS | 10
02-03-003452 | COMPLET BLOOD BANKS WITH FULL ACCESSORIES & SPARE PARTS | 1
02-03-003453 | ECHO CARDIOGRAPHY WITH FULL ACCESSORIES & SPARE PARTS | 4
02-03-003454 | GAMA CAMERA WITH FULL ACCESSORIES & SPARE PARTS | 1
02-03-003455 | ULTRASONOGRAPHY WITH DOPPLER WITH FULL ACCESSORIES & SPARE PARTS | 2
02-03-003456 | TREADMILL SYSTEM WITH FULL ACCESSORIES & SPARE PARTS | 3
02-03-003457 | ECG MACHINE WITH FULL ACCESSORIES & SPARE PARTS | 25
02-03-003458 | HOLTER ECG SYSTEM WITH FULL ACCESSORIES & SPARE PARTS | 5
02-03-003459 | CARDIAC READERS WITH KITS & FULL ACCESSORIES & SPARE PARTS | 12
02-03-003460 | CARDIOPULMONARY RESUSCTION SET | 20
02-03-003461 | D.C. CARDIOVERTER WITH FULL ACCESSORIES & SPARE PARTS | 20
02-03-003462 | EXTERNAL PACEMAKER | 5
02-03-003463 | BLOOD PRESSURE SPHYGNOMANOMETER WITH SPARE PARTS | 100
02-03-003464 | STETHOSCOPE | 100
02-03-003465 | DENTAL CHAIR WITH ACCESSORIES & SPARE PARTS | 1
02-03-003466 | INFUSION PUMB WITH FULL ACCESSORIES & SPARE PARTS | 100
02-03-003467 | SYRING PUMB WITH FULL ACCESSORIES & SPARE PARTS | 100
02-03-003468 | BLOOD WARMER WITH FULL ACCESSORIES & SPARE PARTS | 10
02-03-003469 | FLOW TECTER ( FOR LIMA ) WITH FULL ACCESSORIES & SPARE PARTS | 7
02-03-003470 | THORACO SCOPY WITH FULL ACCESSORIES & SPARE PARTS | 2
02-03-003471 | OCTOPUS 3 SYSTEM WITH FULL ACCESSORIES & SPARE PARTS | 3
02-03-003472 | WATER BLANKET | 20
02-03-003473 | PET ( POSTEIRON TOMOGRAPHY ) WITH FULL ACCESSORIES & SPARE PARTS | 1
02-03-003474 | RESPIRATORY FUNCTION TEST UNIT WITH FULL ACCESSORIES & SPARE PARTS | 1
02-03-003475 | PHYSIOTHERAPY UNIT WITH FULL ACCESSORIES & SPARE PARTS | 1
02-03-003476 | DIGITAL NETWARK FOR THE HOSPITAL | 1
02-03-003477 | DIRECTIONAL CORNARY ATHERECTOMY(FLEXI CUT),WITH ACCESSORIES | 1000
02-03-003478 | laser nmachine for skin lesion use Dornier medilas E with acce &a spare parts | 1 | Units
02-03-003479 | laser nmachine for super facial skin lesion Dornier medilas D with acce &a spare parts | 1 | Units