## X 02-05
PHASE: | X
HEALTH-ANNEX 5
Code | Description | Part-no. | Qty.
02-05-00001 | EQUIPMENT: ECG (ELECTRO CARDIO GRAPHIC )
MODEL: 5403
COMPANY NAME :NIHON COHDEN JAPAN
QUINTITY: 78
SITE : ALL GOVERNERATES
| Heat stylus TLS-100 | 1004950171B | 600
| Patient Cable BJ-261D | 5570383 | 300
| Limb electrode for a duts 4 Pcs/set | 5030003 | 600
| Limb electrode strap for a duts 4Pcs/set | 5030021 | 600
| Chest electrode for a duts 6 Pcs/set | 5030378 | 300
| Worm wheel Assembly | 2144-000103 | 60
| Dc motor for chart LB32-KS | 2803-000309 | 30
| Magnetic sensor, chart speed detect PF-2K-02 |  | 30
| Bush button start, check stop | 2124-000808 | 60
| All-Channel sensitivity control unit board . | UP-4250 | 30
| Control unit A assembly | UP-4065 | 30
| Per Amplifier mother board unit assembly (UP-4241) | 9406713 | 30
| 120 Regulator unit Circuit board assembly (UP-4242) | 9424214 | 30
| 11.4 Regulator unit cct Maub Amplifier (OL-501E) | 9424319 | 30
| Transport unit cct borard (UP-4252) | 9425238 | 30
| Chart speed selection unit (UP-4253) | 9425318 | 30
| Pre Amplifier Unit cct (UP-4248) | 9424827 | 30
| Input Unit cct board (UP-4247A) | 9424738 | 30
| Main Amplifier cct board (UP-4245) | 9424524 | 60
| Dc-Dc converter unit cct board(UP-4241) Transformer , 3-293, power | 9406713 | 30
| Board Up 4232 |  | 30
| Warmer Gear | A144-008621 | 30
| Bord Up-4244 | D.C PC Conr | 30
| Warm wheel |  | 165
02-05-00002 | EQUIPMENT: electrocardiograph machine
Model: Cardiofax 5151
COMPANY NAME: NIHON KOHDEN, Japan
QUANTITY INSTALLED:300
| Stylus |  | 450
| Patient Cable |  | 300
| Electrode straps |  | 1500
| Limb Electrode |  | 1500
| Transistor 2SC2270 |  | 300
| Transistor 2SA11020 |  | 300
| Transistor 2SD355 |  | 750
| Transistor 2SB525 |  | 750
| 1mV Switch |  | 225
| Run-Stop Switch |  | 225
| Chest Electrode |  | 600
| Galvanometer |  | 75
| Recorder PCB | UP-4235 | 300
| Mother PCB | UP-4279 | 150
02-05-00003 | EQUIPMENT: Electrocardiograph Machine
MODEL:l hp 1504A
COMPANY NAME: Hewlett Packard, USA
QUANTITY INSTALLED:100
| Power Cable. | 8120-1689 | 150
| Patient cable | 14031A | 300
| Writing stylus | 78640-60052 | 300
| Limb Straps | 14030A | 600
| Limb Electrodes | 1500-00790 | 600
| Chest Electrodes | 9301-0122 | 900
| Mother Board | 1504-7727 | 30
02-05-00004 | EQUIPMENT:. ECG Machine
MODEL: A0 3200
COMPANY NAME: American optical (Picker International)
QUANTITY INSTALLED:150
| Writing stylus | 5420-00-0800 | 1500
| Floating Board Assy. | 2400-00-0812 | 75
| Mother Board Assy. | 2400-00-0810 | 75
02-05-00005 | EQUIPMENT:ECG Machine
MODEL: cardio pan 531
COMPANY NAME:PHILIPS
QUANTITY INSTALLED:120
| Writing stylus | 4532 180 06941 | 900
| Chest electrod | 4532 180 21361 | 1500
| Limb straps | 4532 180 21401 | 3000
| Limb electod | 2532 180 21421 | 3000
| patient cable | 4532 181 00381 | 600
02-05-00006 | EQUIPMENT : Monitoring Patient Staff Console
MODEL : ICU 6200
COMPANY NAME : NIHON KOHDEN JAPAN
QUANTITY : 13
SITE : ALL GOVERNERS
| Transistor | 25D520Y | 15
| High voltage trans | 37704848 | 15
| Eloctrode lead H. type. | GR-5465 | 825
| Writing table with pen motor for Recorder WT-OBP |  | 15
02-05-00007 | EQUIPMENT: ECHO – Sounder
MODEL ES - 102 M
COMPANY NAME Nippon Shoji
| Volume switch |  | 300
| Volume switch knob |  | 300
| Main transformer |  | 150
| Fuse 0.1 A |  | 300
| Fuse 1 A |  | 300
| Prob with cord 2.25 MHZ transformer |  | 1500
02-05-00008 | EQUIPNENT FEOTAL ULTRSONIC
MODEL Sonicad D 205 M
COMPANY NAME Sonicad
QUANTITY INSTALLED 150
| Transformer assy | 3810-6901 | 150
| Battery | 1000-0007 | 300
| TRANDUCER |  | 150
| MOTHER PCB |  | 60
02-05-00009 | EQUIPMENT: FOETAL Moniter
MODEL : MT-810
COMPANY NAME : TOITU JAPAN
QUINTITY INSTALLED : 65
SITE : ALL GOVERNERATES
| USD Transducer |  | 60
| Thermal recording paper |  | 51
02-05-00010 | EQUIPMENT: Delivery Monitor
Model OMF 6101 B
COMPANY NAME: NIHON KOHDEN, Japan
QUANTITY INSTALLED:120
| Ultrasonic Transducer | EU-86010 | 150
| Ultracontraction transducer | TO 5-215 | 150
| Socket (connector MAB-5100) |  | 450
| Socket (connector MAB-5100S) |  | 450
02-05-00011 | EQUIPMENT : BABY Incubator,
MODEL :80SC
COMPANY NAME :ATOM JAPAN
QUANTITY INSTALLED :117
SITE : ALL GOVERNERATES
| Fan Motor | 800-84 | 48
| Power Switch 12 | 800-0807 | 60
| Servo Manual changeover switch (27) | 801-0407 | 60
02-05-00012 | EQUIPMENT : Infant warmer
MODEL : PF 150
COMPANY NAME: TOITU JAPAN
QUANTITY INSTALLED : 78
SITE : ALL GOVERNRATES
| Transformer 220v/15VDS | SE-7 | 30
| Traic | AC-12BGM | 30
| Plastic cover | 301-44435 | 30
| Heater |  | 270
02-05-00013 | EQUIPMENT: MONITOR
MODEL: DIASCOP 521
COMPANY NAME: S&W
QUANTITY INSTALLED:24
| Recommand spare parts for monitor Contain all the PCB`S , Transformers , CRT , ... etc. |  | For 72 monitors
02-05-00014 | EQUIPMENT monitors
MODEL 1- SMS 104 2- SMS 181
COMPANY NAME HELLIGE
QUANTITY INSTALLED 24+24
. Recomanded spare parts for monitors
| The spare parts included all the PCB'S , Transformer, CRT'S,and other special lomponnets,Servise cataulge.for both types. |  | For 72 +72 monitors
02-05-00015 | EQUIPMENT : BED SIDE MONITOR
MODEL : OMP -6200
COMPANY NAME : NIHON KOHDEN JAPAN
QUINTITY INSTALLED :182
| ECG Connection cable l | 5570605 | 150
| Electrode lead H-type Be-5465 | 5032091 | 660
| Electrode lead for disposable electode |  | 990
| Red, | 5031047,
| Yellow, | 5031056,
| Black | 5031083
| Heart Rate module (IH-612P) |  | 30
| Respiroction Rate Module (IR-612P) |  | 30
| Antenna lead (30cm long) | 5031243 | 30
| Patient cable BJ-610E | 2833-00119B | 300
| AG/AGCL-disposable electrode | 5030716 | 330
| Temp. Modale (IT-G12P) |  | 30
| Blood Pressure modul for High press (IP-614P) |  | 30
02-05-00016 | EQUIPMENT:Combine Defibrilator-Scope-Recorder
Model: DMS 600-600/2
COMPANY NAME: S&W, Denmark
QUANTITY INSTALLED:120
| Transformer for charger primary 230 V output |  | 60
1-23.5 Volt
2-17.5 Volt
| Patient Cable |  | 150A
| Recorder Unit model DMS 600 |  | 30A
| Stylus Model DMS 600 |  | 90A
| ECG Ampliter & Sync. PCB DMS 600/2 |  | 30A
| Display & Dc/Dc Convertor PCB DMS/600/2 |  | 30A
| Defibrillator control PCB DMC 600/2 |  | 30A
| Battery control PCB DMC 600/2 |  | 30A
| Charge Curcuit PCB DMS 600/2 |  | 30A
| H.V Capacitor 32 UF 6KV |  | 60A
| Coil discharge 40 mG1 |  | 30A
| Socket jack,ECG input J 203 |  | 30A
| Selector Energy 5501 |  | 30A
| Battery unit 20 V,lAH |  | 300A
| Front pannel DMS/600/3 |  | 30A
| Complete +HV capacitor |  | 30A
| Complete CB 600m cabinet |  | 30A
E-Cell
02-05-00017 | EQUIPMENT: Combine Defibrilator Scope recorder
MODEL: CR 2006C
COMPANY NAME: Cardic Recorder Ltd, England
QUANTITY INSTALLED:300
| Capacitor 32uF 5 KV (2000A M261A) |  | 90A
| Transistor 2N3904 |  | 90A
Transformer For charger input 220V output=24V 9.7A output=27.5V 0.75A 20A
| Relay ER6 24V REL1 |  | 90A
| Relay ER6 REL3 (12V) |  | 90A
| belt for recorder |  | 60A
02-05-00018 | EQUIPMENT: Defib. scope Recorder combine
MODEL: pulser-4
COMPANY NAME: Picker international Ltd, UK (or A.O Company)
QUANTITY INSTALLED:120
| Patient cable | 605117 | 60
| Writing stylus | 605067 | 60
| Battery 12V 2.2 Ah |  | 150
02-05-00019 | EQUIPMENT: Coranory Care Unit
MODEL:3215+1108
COMPANY NAME: Picker international Ltd, UK (or A.O Company)
| Stylus for Tracer model 3215 |  | 120
| Patient cable for Monitor 1108 |  | 300
02-05-00020 | EQUIPMENT : Portable Defib. (Cordiolife)
MODEL :CARDIO LIFE TES-5100
COMPANY NAME:NIHON KOHDEN
QUINTITY INSTALLED:13
| H.v-520V WP-7531 |  | 30
| H.v-control VP-7526 |  | 30
| CRT UP-7556 |  | 30
| Lead wire for Disposable electrodes |  | 660
| Recording Paper PS 5024920827 |  | 3000
02-05-00021 | EQUIPMENT : EEG
MODEL :4217
COMPANY NAME :NIHON KOHDEN
QUINTITY INSTALLED:13
| Recording pen SJ-120M | 1004-955317-B | 330
| Scalp dose electrede 2P Pcs/set (NE-1038) | 1005-02123 | 66
| Paper Recording |  | 660 set
| RECORDING INK |  | 165
| NET FOR HEAD WITH ELECTROD |  | 300
02-05-00022 | . EQUIPMENT : Resussetation, baby
MODEL :BABY LOG 1
COMPANY NAME :DRUGER GERMANY
QUINTITY INSTALLED :13
| Water trap | 8402-476 | 150
| VALVE |  | 15
| Pation connection (tube) |  | 9
02-05-00023 | EQUIPMENT : Emergencey Trolly
MODEL :TEC-5100
COMPANY NAME:NIHON KOHDEN
QUANTITY INSTALLED: 218
| Capacitor 5Kv 40mf | 5Kv | 150
| Relay M42-12v | 3410863 | 30
| Battery pack (SB-501v) | 800-0809.A | 60
| Mother power block | UP-7524 | 30
| Test load Block | AAA-35355 | 30
| ECG Cable | 5570837 | 33
| Hv-520v | Hv-Block | 15
| condensor H.v 33MF 6kv |  | 12
| High voltage | UP7531 | 15
02-05-00024 | . EQUIPMENT : Ressetation Trolly
MODEL: PF –130
COMPANY NAME:TOITU JAPAN
QUANTITY INSTALLED:81
| Trap bottle |  | 60
| Suction bottle | 2130-233 | 60
| Filter |  | 60
| Glow lamp. |  | 165
| Heater element | 26-697 | 132
| Fluorescent lamp (2000) |  | 660
| Valve assembly (2130-333) |  | 60
| Vacum Gauge |  | 30
02-05-00025 | EQUIPMENT ::Light source fibre Optic Operating Microscope
MODEL : ENT AND BRONCHUS
COMPANY NAME : NAGASHIMA MEDICAL JAPAN
QUANTITY INSTALLED:52
| Halogen lamp (15v, 150w) |  | 150
02-05-00026 | EQUIPMENT : Suction appartus operating theatre
model : A2-45
COMPANY NAME : MURACO MEDICAL
QUANTITY INSTALLED:320
| Bottle for the T/P of Suction tube. |  | 390
02-05-00027 | EQUIPMENT : Suction Appartus
MODEL : 700
COMPANY NAME : ASAHI MEDICAL JAPAN
QUANTITY INSTALLED : 325
SITE : ALL GOVERNRATES
| Motor |  | 66
| Switch (Foot) with cord |  | 33
| Filter |  | 66
| suction pump |  | 30
02-05-00028 | EQUIPMENT: Suction Unit
MODEL: SAM20
COMPANY NAME: AERASOL PRODUCTS
QUANTITY INSTALLED:600
| Motor 2200 1010102 |  | 150
| PK Diaphragm 10005 |  | 750
| U Piston with diaphragm |  | 150
| Connection plate between motor and Piston arm |  | 900
02-05-00029 | EQUIPMENT: Electro-Surgical unite
MODEL : TRC-1000
COMPANY NAME : MIZUHO MEDICAL JAPAN
QUANTITY INSTALLED : 78
| Inactive electrode lead |  | 198
| Circuit board A |  | 30
| Circuit board B |  | 30
| Circuit board C |  | 30
| Circuit board D |  | 30
| Circuit board M |  | 30
| Circuit board H1,H2 |  | 30
| Cutting output indicating lamp. |  | 60
| Electrode chuch handle (3 terminal) |  | 330
| Inlet for inserting electrodechuch hundle |  | 60
| Inlet for inserting inactive electrode |  | 60
| Inlet for inserting monopolar electrode chuch handle. |  | 60
02-05-00030 | EQUIPMENT: ELECTRO SURGICAL UNIT
MODEL: Electrotom 500 System 2000
COMPANY NAME: JEPRUDO MARTIN
QUANTITY INSTALLED:400
| Thermo couple 89-234-31 |  | 150
| Power Transistor Bux 80 10073 |  | 1500
| Electrolytic capacitor 89-226-32 2200 MF 164 |  | 150
| Bippolar cards 81-285-30 |  | 150
| Connectin plug for foot switch 4-pole with electric interlock |  | 111
| Switch Blank LP2 Module II |  | 225
| Foot - Switch | 81.821.02 | 225
| Trans D45 C11 | 89.221.01 | 300
| Trans 2N 2905 |  | 225
| IC NE 555N | 89.222.02 | 225
| Wire resister 6.8 ohm - 17W | 89.225.66 | 600
| Wire resister 6.8 ohm - 9W | 89.255.65 | 600
| Oscillator Blank LP3 |  | 150
| Conductor Blank driving stage LP6 |  | 150
| Amplification stage LP7 |  | 150
| Transistor D 44 CLL | 89.221.02 | 150
| Complete Module IV |  | 75
| Transformer Tom 500 | 89.211.01 | 75
| Connecting plug for foot switch 4-pole with electric inter lock |  | 75
| Equipment for electro surgical unit 'Electrotom 500 System 2000" Transistor Bay 89 Spec.No.98-107-96-04 |  | 500 | pieces
| Connection cord 4m bipolar Spec No. 80-285-40--04 |  | 75 | pieces
| Transistor MJE 15031 Spec. No 98-004-29-25 |  | 10 | pieces
| Timer 555 F Spec. No 98-001-01-01 |  | 150 | pieces
| Wire Resistor 2.2 Ohm/9W Spec. No. 98-000-11-68 |  | 22 | pieces
| LP 6 Tom 500 Spec. No. 98-000-96-17 |  | 1 | pieces
| LP 7 Tom 500 Spec. No. 98-000-96-18 |  | 4 | pieces
| Transistor MJE 15030 Spec. No 98-004-29-24 |  | 19 | pieces
| Generator INSCHB Tom 500 Spec. No. 98-000-97-01 |  | 5 | pieces
02-05-00031 | EQUIPMENT: HF Electro Surgical unit
MODEL: GK 450
COMPANY NAME: Aesculap Werke AG
QUANTITY INSTALLED:75
| Sipmos Transistor BUZ 48 TA020716 |  | 240
| PCB Power supply GK450/207 |  | 12
| PCB GK 59/218 |  | 9
| PCB GK170/20 |  | 9
| IC MC 34004p TA020772 |  | 30
| IC LM 324N TA020307 |  | 30
| Handles GK 207 |  | 75
| Handles GK 208 |  | 75
| Adapter GK 199 |  | 30
| Logic PCB GK 170/202 |  | 45
| Nutral electrod GK 247 |  | 30
02-05-00032 | EQUIPMENT : Coutery unit, Skin clinic
MODEL : TRC-500 SS
COMPANY NAME : NIZUHO JAPAN
QUANTITY INSTALLED : 13
SITE : ALL GOVERNRATES
| Tri-Pole electrode chack handle with changover. |  | 132
| Electrodes |  | 36
| Cooling fan unit. |  | 30
02-05-00033 | EQUIPMENT : Cryosurgery unit, Skin clinic
MODEL :ERBO KRYO
COMPANY NAME : ERBA GERMANY
QUANTITY INSTALLED: 26
SITE : ALL GOVERNRATES
| Pilot Lamp (main) |  | 60
| Foot switch complete. |  | 60
| Pressure gauge |  | 30
| Mains socket |  | 30
| High Pressure gas connecter |  | 60
| Low pressure Gas outlet conneter. |  | 60
| Soleniod valve (MV,1,2) |  | 30 set
| Relay (Re 1,2) |  | 30 set
| PRESSURE REGULATER |  | 30
| PROP |  | 30
02-05-00034 | EQUIPMENT : Bath, Butterfly,
MODEL:PE-700
COMPANY NAME:YAESU JAPAN
QUANTITY INSTALLED: 26
| Jet streamer pump |  | 33
| Steel Ball | P70303 | 30
| Motor | P70051 | 30
| Bubbler Pump. |  | 30
| Pressure gauge. |  | 30
02-05-00035 | EQUIPMENT : Water Bath
MODEL: 370' electric
COMPANY NAME: JOOKOO
QUANTITY INSTALLED:78
| Heater |  | 165
| Stirrer unit |  | 30
| Temperature controller |  | 66
| Heater Pilot lamp. |  | 60
| Switch |  | 150
02-05-00036 | EQUIPMENT: Water Bath, 50 litres
MODEL:D2-159
COMPANY NAME:JOOKOO JAPAN
QUANTITY INSTALLED:26
| Thermoregulator dial |  | 30
| Thermoregulator |  | 30
| Tiner |  | 60
| Thrermoster |  | 60
| Power switch |  | 30
| Heating element. |  | 150
02-05-00037 | EQUIPMENT : Microscope , Operating ( Ophthalmic)
MODEL :CMS 500
COMPANY NAME : TOPCON JAPAN
QUANTITY INSTALLED: 13
| Tungsten lamp 6v, 33w |  | 1500
02-05-00038 | EQUIPMENT : Microscope, ( Operating ENT )
MODEL: ENT
COMPANY NAME : TOPCON JAPAN
QUANTITY INSTALLED : 26
| Halogen lamp unit |  | 1500
02-05-00039 | EQUIPMENT: Microscope
MODEL : BH2-CD
COMPANY NAME : OLYMBUS JAPAN
QUANTITY INSTALLED : 39
| ABBE Condenser |  | 30
02-05-00040 | EQUIPMENT : Microscope , binocular, Fluorescence,
MODEL : BH
COMPANY NAME :OLYMPUS JAPAN
QUANTITY INSTALLED :39
| All Kinds of Barrierfilters |  | 30 set
| All Kinds of exciter filters |  | 30 set
| PLASTIC WARM WHEEL |  | 30
02-05-00041 | Microscope for (eye) operation theaters,
MODEL: OMS-100
COMPANY NAME: Topcon, Japan
QUANTITY INSTALLED:30
| Foot Switch | 413000003 | 15
| Complete motor | 4110720481 | 15
| Halogen Lamp 15V 150W |  | 600
| complete motor | 4110710321 | 15
| complete head |  | 15
02-05-00042 | EQUIPMENT:Microscope for (ENT) Operation theaters,
MODEL: OMS-80
COMPANY NAME: Topcon, Japan
| Zooming Micro motor | 4110710320 | 15
| Gear | 4110821093 | 15
| Lamp holder |  | 150
| Gear | 4110821080 | 15
02-05-00043 | EQUIPMENT:Microscopes
MODEL: OPMI-1-FCETC and OPMI-MD ETC
COMPANY NAME:Zeiss - Germany
QUANTITY INSTALLED:25
| DC motor drive INR | 141.705 | 12
| DC motor INR | 126.314 | 12
| Transformer | 129974 | 6
| Transoformer | 129973 | 6
| Fan motor | 123126 | 6
| Worm gear | 303443.0033 | 24
| Fc light guide 2.2m | 3034818104 | 12
| Halogen lamp 12V 100W | 3800799040 | 300
02-05-00044 | EQUIPMENT:MICROSCOPE
MODEL : BHC
COMPANY NAME: OLYMPUS
QUANTITY INSTALLED:300
| Tungsten Blub |  | 1500
| Objective lens oil power 100 |  | 150
| Objective lens power 60 |  | 75
| Objective lens power 40 |  | 90
| Eye piece power 10 X |  | 90
| Auxiliary lens |  | 30
| Condencer |  | 30
02-05-00045 | EQUIPMENT :Oxygen Humidifier
MODEL :A2-107
COMPANY NAME: MARUBNI JAPAN
QUANTITY INSTALLED: 300
| Flow meter top cover |  | 1200
| Float |  | 1200
| float ball for flow meter |  | 1200
| Rubber packing |  | 1200
| Cuide |  | 1200
| O-Ring |  | 1200
02-05-00046 | EQUIPMENT : Sphygmomanometer
MODEL : bed head Mounted (A3-2)
COMPANY NAME: MARUBNI JAPAN
QUANTITY INSTALLED :200
| Head Screw |  | 60
| Rubber Packing |  | 60
| Fuflt. |  | 60
| Scale Plate. |  | 60
| Contamer |  | 330
| Tube Packing |  | 330
02-05-00047 | EQUIPMENT : SPHYGMOMANOMETER
MODEL: 1104
COMPANY NAME : MARUBNI JAPAN
QUANTITY INSTALLED: 975
| Head Screw HM-1104(CAT) |  | 330
| RUBBER Packing |  | 750
| Fuelt |  | 180
| Roshi |  | 180
| Container |  | 180
| Tube Packing |  | 180
| Glass Tube |  | 330
| Rubber Inler Bulb |  | 180
02-05-00048 | EQUIPMENT: Blood pressure Manometer (Sphygmanometer)
MODEL: MERCURY
COMPANY NAME: Yamaguchi Medical Instrument, Japan
QUANTITY INSTALLED:3000
| Bulbs with Valves Nb.15 |  | 15000A
| Air Rubber Bag Complete Nb.37 |  | 9000A
| Air Valve |  | 6000A
02-05-00049 | EQUIPMENT:Slit Lamp
MODEL: 900
COMPANY NAME: HAAG-STREIT, Switzerland
QUANTITY INSTALLED: 50
| Lamp 6V-4.5A 27 W |  | 300
| Transformer |  | 30
| Lamp cover |  | 150
| Wheel cover |  | 60
| Complete head |  | 30
| Tonometer |  | 24
02-05-00050 | EQUIPMENT : Test type, Opthalomology Remot Control
MODEL :EAO72
COMPANY NAME:
QUANTITY INSTALLED:65
| Halogen Bulb |  | 300
02-05-00051 | EQUIPMENT : Audiometer
MODEL :AS-30+TR10 3604
COMPANY NAME: SAGAMI DENKI JAPAN
QUANTITY INSTALLED: 13
| lamp (1) |  | 150
| Lamp (2) |  | 150
| patient Cable Conection |  | 150
02-05-00052 | EQUIPMENT : Diagnostic set,( Physiotharapist)
MODEL : A3-40
COMPANY NAME: MARUBNI
QUANTITY INSTALLED: 78
| Lamp. |  | 1500
| lamp halogen 4 V |  | 660
| lamp halogen 3 V |  | 660
| rechargeable battery |  | 600
02-05-00053 | EQUIPMENT : Refractometer
MODEL:1000F
COMPANY NAME :NIKON
QUANTITY INSTALLED :13
| Lamp (Green Gross Tangets lamp.) |  | 300
02-05-00054 | EQUIPMENT : Screen Laser
MODEL :A3-52
COMPANY NAME :MARUBNI
QUANTITY INSTALLED :13
| Light bulb (6.3v,0.15A) |  | 300
| Light bulb (8v,1A) |  | 300
02-05-00055 | EQUIPMENT: ULTRA SONIC THERAPY
MODEL: Therasonic Five
COMPANY NAME: EMS, England
QUANTITY INSTALLED:75
| Main Board complete | 54-8 | 45
| Power Amplifier PCB Complet | 54-5 | 45
| Transistor FET 2SK-175/6 | 18-36 | 600
02-05-00056 | EQUIPMENT: UV& IR LAMP
MODEL 3030
COMPANY NAME ENRAF NONIUS DEIFT-HANAU
QUANTITY INSTALLED 150
| IR-21OHM | 4931 | 300
| IR-11OHM | 42882 | 600
| UV-A | 1035 | 150
| UV-B | 1034 | 150
02-05-00057 | EQUIPMENT : UV& IR LAMP
MODEL Supper 2000
COMPANY NAME ASTRALUX
QUANTITY INSTALLED 250
| IR 24OHM | 95.028.220 | 1500
| IR 16OHM | 95.028.220 | 1500
| V ASH 455E6 | 2026.8 | 75
02-05-00058 | EQUIPMENT : Ultraviolt Lamp
MODEL:A3-37(SE -600)
COMPANY NAME :MARUBNI
QUANTITY INSTALLED:75
| Lamp. |  | 3000
02-05-00059 | EQUIPMENT : Infrared
MODEL: L204
COMPANY NAME:MARUBNI
QUANTITY INSTALLED:52
| Lamp |  | 330
02-05-00060 | EQUIPMENT : Low Frequency therapy
MODEL:NEAROTEN 726
COMPANY NAME:SIEMENS GERMANY
QUANTITY INSTALLED:39
| Circuit board A1 | 53 36 565 E2200 | 30
| Circuit board A2 | 53 36 599 E2200 | 30
| Circuit board A4 | 53 36 644 E2200 | 30
02-05-00061 | EQUIPMENT : Microwave therapy
MODEL: RADIO THERM 706
COMPANY NAME :SIEMENS GERMANY
QUANTITY INSTALLED :39
| Circuit board A1 | 47-45 BB543 | 30
| Circuit board A2 | 47-45 337BB43 | 30
| Power transformer Tr1 |  | 30
| dos Switch Assembly |  | 30
| Director cable |  | 30
| Diode-H463-3 H.F H.V |  | 30
| Circuit board assy P.No. | 4536348EH703 | 30
| Timer |  | 30
| Push Button power switch | 4918978 | 30
| Lamp |  | 60
02-05-00062 | EQUIPMENT: Coombs cellwasher automatic
MODEL:D2-58
COMPANY NAME: MARUBNI
QUANTITY INSTALLED: 26
| Nozzle | 473777 | 45
| Adapter | 473778 | 45
| Door switch ber | 473427 | 30
| Lock arm | 474431 | 30
| Antoning | 474428 | 30
| Grommet | 47736 | 30
| HK Micro key Bearing housing | 477755 | 30
| Danper Assy | 456166 | 45
02-05-00063 | EQUIPMENT : soner(diagnostic)
MODEL:A4-4
COMPANY NAME:MARUBNI-ALOKA
QUANTITY INSTALLED:13
| AUS 28H-SM-3.3MHZ |  | 66
| BOARD 1772 |  | 30
02-05-00064 | EQUIPMENT : Electro phorsis
MODEL:238
COMPANY NAME: JOOKOO JAPAN
QUANTITY INSTALLED:26
| Power Transformer 220V (out 40 V0.1A) (20V 0.2A) (50V 0.1A) |  | 30
02-05-00065 | EQUIPMENT: Electrophoresis appartateus
MODEL: ELVI
COMPANY NAME: ELVI ITALY
QUANTITY INSTALLED:50
| 79960,79530 Kit |  | 6 Pack
| 160 920 Kit containing on black One red pen |  | 12
| Celleluse Acetate poliphon papers |  | 30 Pack
| 160 930 Packing of 10 optical glass |  | 31 Pack
| Paper roller for proper every pack contains |  | 12 Roll
| Scanner complet |  | 3
| electrophoresis wall tancks |  | 6
| PRG-62005 - K Rectal probes |  | 480 PCS
| Thermosenstive paper rolls. |  | 180 PCS
| A.P.T. SE 15 probe box. |  | 15 PCS
| STANDAR SOLUTION |  | 150 Set
02-05-00066 | EQUIPMENT :WATER DISTONATION
MODEL:EXLCO
COMPANY NAME: EXLCO
QUANTITY INSTALLED:150
| BOILLING FLASK |  | 150
| CONDENSER FLASK |  | 150
02-05-00067 | EQUIPMENT :DI Still, 8 Litres 1 hour
MODEL:(FI-STREEM) BARNSTEAD
COMPANY NAME: SYPRON USA
QUANTITY INSTALLED:26
| Heating element | 6278 | 300
| Limet switch for level device | 4703592 | 60
| Main Raw water Pressure sensor 06750 |  | 60
| O-Ring parker 2-211N398-7 | 6440 | 60
| O-Ring parker 2-214N398-7 | 6441 | 60
| O-Ring parker 2-238E540-8 | 6808 | 60
| Bridage Rectifier | 515UB20 | 60
| Relay A,B,C sets | 285 | 60
| Flow valve | Brooks- Mite 27 | 30
| Boiler (Rear & Front) | 65461 | 90
| Condenser | 6752 | 60
02-05-00068 | EQUIPMENT : Shaker Electric
MODEL:KR-3(D2-32)
COMPANY NAME:MARUBNI
QUANTITY INSTALLED:52
| Speed Control |  | 150
02-05-00069 | EQUIPMENT : Auto-analyzer, enzymes, centrifugal
MODEL: (D2-036)
COMPANY NAME: SHIMADZU
QUANTITY INSTALLED:13
| Solenoid valve assem for disponser | 204-6 2-21 | 30
| All-fuses used inunit | All | 30 set
| Compressor oil barrel freez 56SH4L/CAN | 200-64132-31 | 30
| Solenoid valve (Diaphram) | 204-62341 | 30
| Solenoid valve (Poppte type) | 204-62341-01 | 30
| Zener Diode |  | 30
| High pressure line tubing | 016-46006 | 30 set
| Lamp-1 |  | 150
| Lamp-2 |  | 150
| Electro magnetic valve | 204-62349 | 30
| Pipetter packing |  | 30
| Floppy disc |  | 300
| Teflon half-union |  | 30
| Sylinder assem-1 |  | 60
| Teflon connector |  | 60
| Flow cell |  | 30 set
| Printer unit |  | 30
| All types of tubing used. |  | 30 set
| ALL TYPE OF SOLUTION |  | 300 set
02-05-00070 | EQUIPNENT: Haematology analyzer2
MODEL:S 880
COMPANY NAME: Coulter Electronics LTD
QUNTITY INSTULLED 10
| CHOKE,008 Orifice | 6213006 | 15
| Choke,006 orifice | 6213009 | 15
| Choke,025 orifice brown | 6213015 | 15
| Valve, pneu 3wy. | 6232075 | 6
| Wbc aperture housing | 6702275 | 6
| RBC APERTURE HOUSENG | 6802865 | 6
| VACUUM REGULATOR assy. | 9368363 | 3
| Check valve | 6214107 | 9
| Tubing | 3202038 | 15 meter
| Tubing | 3202036 | 6 meter
| Tubing | 3203015 | 6 meter
| Tubing | 3203016 | 6 meter
| ALL TYPS FO SOLUTION |  | 150 set
02-05-00071 | EQUIPMENT:AUTOANALYZER
MODEL:COULTER COUNTER
COMPANY NAME:COULTER ENGLAND
QUANTITY INSTALLED:13
| Aperture housing Assy for RBS&WBC | 6701588/6701589 | 30
| C;eamomg/dilvent exchange valve | 6803659 | 30
| Dilvent dispenser | 6802827 | 45
| Solenoide valve VL-40 | 0890C-23 | 60
| S.V. VL-41 | 0890C-13 | 60
| Check valve | 0890C-13 | 60
| O-Ring (Large) | 2512104 | 60
| O-Ring (Small) | 2512010 | 30
| Pressure Switch for level detectors | 5115009 | 30
| Printer solenoid. | 7217001 | 30
| Pilot actuator | 62110155 | 30
| P.C.B | 7410801 | 30
| Key board Assy | (4300226/6854028) | 30
| Preamplifier PCB | 9368713 | 30
| Vacuum pump | 0890C-9 | 30
| Vacuum pump | 0890C-19 | 30
| Cap Reteirer for VL-34 | 1008974 | 30
| Blood sampling valve | 6703765 | 30
| Double Action pinch valve | 6804896 | 30
| Solenoid valve 24V | 6232075 | 60
| Tubing A | 3203016 | 30 set
| Tubing B | 3203015 | 30 set
| Tubing C | 3203036 | 30 set
| WBC/RBC Disponser (10ml)Pumps | 68523541 | 30
| HGB lamp | 9768366 | 60
| Check valve (Large) | 6214107 | 30
| Check valve (Small) | 6214108 | 30
| O-Ring | 2523119 | 60
| Changing valve VL-34 | 6803659-3 | 30
| Pressure Switch for level delectors | 5115009 | 30
| Solenoid valve | 6214087 | 60
| P.C.B | 7611001 | 30
| Printer Belt |  | 30
| Soleniod valve | 813-0691-9 | 30
| Internal electrode |  | 30
| Sample disc |  | 30
02-05-00072 | EQUIPMENT: Auto Analyzer
MODEL: CL-12
COMPANY NAME: SHIMADZU
QUANTITY INSTALLED:13
| Air Cylinder | 042-90040-23 | 12
| Pipetter Nozzle 1 | 204-62238 | 12
| Pipetter Nozzle 2 | 204-62239-01 | 12
| Pipetter Nozzle 3 | 204-62239-02 | 12
| Pipetter Nozzle 4 | 204-62239-03 | 12
| Cylinder Assy 1 | 204-62306 | 12
| cylinder Assy 2 | 204-62306 | 12
| Lamp 1 | 204-62862-01 | 24
| Lamp 2 | 204-62862-02 | 48
| Photo cell |  | 24
| typewriter Paper |  | 60
02-05-00073 | EQUIPMENT: AUTOANALYSER
MODEL: CUJ SSB4
COMPANY NAME: SHIMADZU
QUANTITY INSTALLED:10
| SOLUTION FOR ALL TYPE TEST |  | 150 set
| POWER TRANSESTOR EUG 33-050 30A-500 V |  | 15
02-05-00074 | EQUIPMENT: ANALYZER AUTOMATED STAT. / ROUTINE
MODEL: (ASTRA - 8)
COMPANY NAME: Beckman lnstruments, INC
QUANTITY INSTALLED:10
| program diskettes (1,2,E:) |  | 30 set
| Think-Jet printer Model:HP2225C |  | 30
| set of pcb,s |  | 15 set
02-05-00075 | EQUIPMENT: blood Gas Analyzer,
MODEL: ILS1303,1985
COMPANY NAME: U.S Instruments laboratory Systems
QUANTITY INSTALLED:13
| Gas Mixing unit |  | 30
| Sensor Sampling Assembly | 50149 | 24
| ELECTROD |  | 39
| ALL TYPE OF SOLUTION |  | 150 set
02-05-00076 | EQUIPMENT: Calcium Analyzer
MODEL: SS-20 NIKKAKI
COMPANY NAME:Orion Research, Japan
QUANTITY INSTALLED:13
| Calcium Sensor |  | 6
| NA Analog Card |  | 6
02-05-00077 | EQUIPMENT : Analyzer , Glucose,
MODEL: CL-720
COMPANY NAME: SHIMADZU
QUANTITY INSTALLED:13
| Mirror | 204-25367-01 | 30
| Filter | 204-54074 | 60
| Joint (1) with pump | 204-56111-02 | 30
| Joint (2) with pump | 204-56111-01 | 30
| Rotor Disc | 204-56113 | 30
| Roller | 204-55320 | 30
| Shaft | 204-55321 | 30
| Guide | 204-56425 | 30
| Transistor MJE-700 | 060-49003 | 30
| Transistor 2N3055 | 060-49002 | 30
| Digital Power unit | 204-54643 | 30
| Printer | 204-55025 | 30
| Thermol head | 078-15005-01 | 30
| Control unit | 204-54206 | 30
| CPU Board | 204-52618-01 | 30
| ROM Board | 204-52610-01 | 30
| Input Board | 204-52608 | 30
| Output Board | 204-52606 | 30
| Printer Driver Board | 204-56550 | 30
| Back up Board | 204-56771 | 30
| Key Switch (No Lamp) | 200-76017-00 | 30
| Key Switch (With Lamp) | 200-76-17-10 | 30
| Analog Switch IC, TL191 C-N | 200-73019 | 30
| conventer IC, MC 14433 | 075-22144-33 | 30
| Led for push botton switch |  | 30
| Tungston lamp. |  | 60
02-05-00078 | EQUIPMENT : Analyzer, sodium / Potassium
MODEL:NAKCL/1
COMPANY NAME:TOA JAPAN
QUANTITY INSTALLED:13
| Pump motor |  | 30
| Tube for pump (BI,BR-1-Waste) 3 Pcs/set |  | 30 set
| Thermistor |  | 30
| Electrode (CL-K-No) | CL333,K-333 Na-333 | 30 set
| Refrence electrode | HC-333 | 30
| Flow cell | 70x25x25 | 30
| Tip for Micro Piltter |  | 30000
| Tyon tube |  | 30
| level sensor |  | 30
| Thermostat |  | 30
| Analog card forcl | 990551-2 | 30
| Electrode C Reference electrode |  | 30
02-05-00079 | EQUIPMENT : Digital Diluter Pipetter
MODEL:DIP-1
COMPANY NAME:SHIMADZU
QUANTITY INSTALLED:78
| Hand pipetter 204-04061 |  | 30
| Stepping motor PH266-32-200-8426-03 |  | 60 set
| CPU-P.C board Assy lec A204-02088 |  | 30
| Soleniod valve -02504 |  | 60
| Nozzel assy CP/N204-02509) |  | 60 set
| Srring-1ml (204-02405-04) |  | 60 set
| 100 Micro syring (204-02405-02) |  | 60 set
02-05-00080 | EQUIPMENT : MICRO CENTRIFUGE
MODEL:MC-300
COMPANY NAME: HITACHI
QUANTITY INSTALLED:26
| Pump | 477414 | 30
| Solenaid valve | 477255 | 45
| Doorlock base Assy | 336923 | 30
| Release | 473185 | 30
| Solenoid | 474416 | 45
| Connecter | 477759 | 45
| Grommet | 474425 | 30
| Roter Assy | 214361 | 30
| Distribnter Assy | 214453 | 30
02-05-00081 | EQUIPMENT: centerfuge
MODEL T5 & T30
COMPANY NAME Intermed W.Germany
QUANTITY INSTALLED 150+150
| Electric motor rpm max 5500 (type1030 5/5) 220V freq. 50HZ |  | 150
| Electrin motor 220V 80W (type 1009 10) 5000 rpm |  | 150
02-05-00082 | EQUIPMENT : Centrifuge, microhaematocrit
MODEL:MC-201
COMPANY NAME:HITACHI
QUANTITY INSTALLED:52
| Timer | 482819 | 300
| Speed meter | 982821 | 45
| Printed Circuit board | 346594 | 45
| Motor assembly | P/N 342751 | 150
| Relay #3 | 5400618 | 54
| Main pilot lamp. | 982818 | 66
| Timer GRIP | 482820 | 60
| CB holder | 482816 | 90
| PG assembly | 477277 | 30
| Interlock Switch | 477275 | 60
| Rubber Cushion | 477281 | 60
| Capillary tube | 47727 | 150
| Cover assembly | 346543 | 30
| Putty for sealing | 477279 | 30
| Scaleplate (Centrifuge) | 338828 | 30
| IC | 47743420 | 30
| cover assembly | 5300066A | 30
| IC | HA17815P | 30
02-05-00083 | EQUIPMENT: Micro Centrfuge
MODEL: Haematocrit
COMPANY NAME: Hitachi, Japan
QUANTITY INSTALLED:50
| Main control Board |  | 30
| Armature |  | 30
02-05-00084 | EQUIPMENT: CENTRIFUGE
MODEL:PCV
COMPANY NAME: HAWKSLEY‚SONS‚Ltd, UK
QUANTITY INSTALLED:75
| Motor Complet 11000 rPM 220 V AC | 147454/9D | 75
| Micro Switch |  | 60
| Timer |  | 60
| Carbon Brush |  | 300
| Armature rotor |  | 60
02-05-00085 | EQUIPMENT : Centerifuge Cytosedimentation
MODEL:1250
COMPANY NAME: SAKURA
QUANTITY INSTALLED:26
| Rotor Fixing unit |  | 30
02-05-00086 | EQUIPMENT : Tissue staining machine Automatic
MODEL: D2-64
COMPANY NAME: SAKURA
QUANTITY INSTALLED: 13
| Micro Switch |  | 30
| Motor |  | 6
02-05-00087 | EQUIPMENT: Bloode cell counter
MODEL:PC-810
COMPANY NAME:SYMIX
QUANTITY INSTALLED:13
| Solelenoid valve (12V [813-0699-8]) |  | 60
| Solinoid valve 823-0959-1 |  | 60
| Thermiston 813-0779-9 |  | 60
02-05-00088 | EQUIPMENT : Sterilizer , Steam
MODEL: TABLE TYPE F1-27
COMPANY NAME: ODLAGE
QUANTITY INSTALLED:26
| Filter for water supply. |  | 660
| Timer |  | 66
| Pressure gauge |  | 66
| Slide plate. |  | 30
| Steam Ejecter valve |  | 66
| Drum for model SP-2-3 |  | 132
| Solenoid valve for Steam. |  | 66
| Solenoid valve for Water. |  | 66
| Check valve T-125 |  | 66
| Check valve JTS-10K |  | 66
| HETER ELEMENT |  | 150
02-05-00089 | EQUIPMENT:AUTOCLAVE
MODEL:YHE-960+YVE-46
COMPANY NAME: Takizawa Medical, Japan
QUANTITY INSTALLED:50+75
| Heater 380 V 12KW for Horizontal Autoclave model YHE-960 |  | 75 set
| Steam injector for Horizontal Autoclave model YHE-960 |  | 45
| Heater 380 V 8KW for Vertical Autoclave Model YVE-46 |  | 90
02-05-00090 | EQUIPMENT : Sterilizer, steam
MODEL: double door.(F1-30)
COMPANY NAME:SAKURA
QUANTITY INSTALLED:39
| One shaft motor unit | 3PH-Motor | 30
| Wire for one shaft motor. |  | 60
| Oil-seal for vacuum pump. | AK-35488 | 60
| Oil-seal for vacuum pump. | FAJ-3552R | 60
| Bearing for vacuum pump | 6206V | 60
| Bearing for vacuum pump | 6206 | 60
| Bearing for vacuum pump | N0206 | 60
| O-Ring for vacuum pump | OG-230 | 60
| O-Ring for vacuum pump | OG-55 | 60
| Washer for vacuum Pump | AW-06 | 60
| Trap wibt ½ |  | 30
| Air Leak valve 3/8 |  | 36
| Check valve ½ |  | 36
| Check valve ¼ |  | 36
| Check valve ¾ |  | 36
| Ball valve 12 |  | 30
| Ball valve 3/8 |  | 30
| Solenoid valve (3 ways) 1/4 |  | 96
| Solenoid valve for seal 1/4 |  | 270
| Steam trap wibt 15A |  | 102
| 3 way Air valve |  | 300
| Vacuum pum KT-100E |  | 90
| Filter main |  | 30
| Transformer (Tes 1/4) |  | 30
| Source steam valve (T-150 BD 3/4) |  | 36
| Thermo Resistance (HKP-15) |  | 30
| Thermo couple (C-1) |  | 30
| Puper for record |  | 15000
| 3 Way Air valve | SV062SE-80-2W | 30
| Safty valve |  | 30
| Pressure reducing valve RD-IT23/4 |  | 30
02-05-00091 | EQUIPENT AUTOCLAVE
MODEL: VND V/3/48
220/380V,50HZ,9KW.14.5A
COMPANY NAME:ODELGA A-1160 WIEN KOPPSTR.103 AUSTRIA
QUNTITY INSTALLED 10
| PISTON ASSEMBLY | 464-905 | 18
| HEATING ELEMENT |  | 30
02-05-00092 | EQUIPMENT:Horizontal Autoclaves No: Box25 AND2
MODEL: 2 horizontal Autoclaves K O/60 X95,380 V Made of Stainless steel Working pressure 2.5 bar 2x2 door-Central closure
automatic control SV3 sterilization of solids
vaccum pump 10604-Independ- ant automtic steam generater Q25 x 55
made of st. Electric 16KW voltage: 380v VPRI+C 18KW Type Lx400 steel.
COMPANY NAME:LEQUEUX
QUANTITY INSTALLED:15
| Pump LRMA 10604 0.75kw 50 | 02624 A | 15
| Pump TKM 80 380 | 02640 A | 15
| Bowl TAP MA LN 12/17 | 01622 B | 15
| Manometer 60G602-1 + 3B | 01138 A | 60
| Manometer 60G602-0 + 6B | 01138 B | 60
| Drainer AV 10 15 x 21 | 01699 A | 15
| Valve 34600 125 | 01990 A | 15
| Valve 983 G1 4.2B 12/17 | 01711 D | 60
| Poral Filter 23.8/74 3002 | O1733 A | 60
| Filter strainer BR 1125 15 | 01718 B | 45
| Snifting valve 1821 15/21 | 01695 A | 30
| Thermo cont 25+ 150 100 | O1823 A | 30
| Thermo Stat RU 7180+300 | 02036 A | 60
| Mamostat SP 6K | 02209 C | 30
| Mamostat SP 16K ss capot. | 02029 B | 45
| Resist C6CU 16K 3 X 380 Complete. | 01242 A | 90
| Elect Valve | 02785 A | 60
| Elect Valve 13800 169 24V | 01901 A | 60
| Elect Valve 14000 003 24V | 01902 A | 90
| Recerd. K-1+50/150 8H 24V | 01855 A | 15
| Transformer 100 VA 42 751 | 01428 B | 45
| Fuse Holder 21 471 | 01390 A | 60
| Cartridge fuse 10 A 10 X 38 GF |  | 180
| Cartridge Fuse 4 A 10 X 38 AM |  | 180
| Cartridge Fuse 6A |  | 180
| Cartridge Fuse 2A 10 x 38 AM |  | 180
| Miniruptor 83.100.01 W 3 | 01355 A | 15
| Switcher 400- 1005- 024 -GFS-60 | 03112 A | 45
| Push botten 4000 101 024 GFS 60 | 03113 A | 30
| Signal Light 4000 970 B | 03114 A | 180
| Aux contact ZB2 BE 101 | 03109 A | 15
| Aux contact ZB2 BE 102 | 03109 A | 15
| Progra KKB 5020B12524 Complete | 02010 B | 30
| Inter TETE ZB2 BD2 | 03107 A | 15
| Timer KOF 1 E1 3/30 24 | 02004 A | 30
| Relay DMR 24V CA007 40912 | 01494 A | 30
| Relay CA2 FN 131 24V | 1290 C | 30
| Contactor LCI D 253 B 24 | 01304 E | 30
| Contactor LCI D 093 B 24 | 01304 A | 30
| Therm LRI DO9 307 I 6-2.5 | 1302 | 30
| Therm LRI DO9 306 I,1.6 | 1302 | 30
| Therm LRI DO9 308 2.5-4 |  | 30
| A Timer KOG IIIA 180 24V | 2005 | 45
| A Timer KOG 2IIA 1 3 H 24V | 2008 | 15
| B Timer KOG IIIA330S. 24V | 2005 | 15
| A Signal Light 4000-2-024-GFS 60 | 3111 | 180
| C Door Gasket | 2514 | 60
| A Blow Valve 1821 15/21 | 1695 | 30
Model :- AP6B EAP 380V
| Contactor LC1D09324 | 01304 A | 15
| Main cutter device T20 EA | 01309 A | 15
sub 20A LCID253
| ON-OFF switch button 31261 | 1350 A | 15
| Relay CA2FN131 24V | 01290 C | 15
| Heatin element A162 | 1201 | 90
| Lamp olten 24V | 1314 | 180
| Thermometer IFC80 50+350 | 01827 B | 15
02-05-00093 | EQUIPMENT: Ultrasound unit Doppler
MODEL: IM1000
COMPANY NAME: Ausonics company, Australia(Group of Nuclars)
QUANTITY INSTALLED:12
| Probc 3.5 mHz | 007-483 | 30A
| Probe 5 mHz |  | 15A
| TGC Board | 040-728 | 9A
02-05-00094 | EQUIPMENT : HB meter
MODEL: HB-N
COMPANY NAME:C-ITOH, Japan
QUANTITY INSTALLED: 75
| Photo Cell |  | 60A
| Power PC Board |  | 150A
| Transformer |  | 30A
| Rotary Resistance |  | 60A
| Circuit Plate A |  | 60A
02-05-00095 | EQUIPMENT : HB meter
MODEL: HB214
COMPANY NAME:C-ERMA
QUANTITY INSTALLED: 75
| CILILOSE STANDAR SOLUTION |  | 150
02-05-00096 | EQUIPMENT : Billrubin – meter
MODEL:CAPLIAX 111
COMPANY NAME: SAKURA
QUANTITY INSTALLED:13
| STANDER 20 |  | 60
02-05-00097 | EQUIPMENT : Billrubin – meter
MODEL: Micro Billmeter
COMPANY NAME: ERMA INC, Japan
QUANTITY INSTALLED:120
| Main PC Board |  | 150B
| Power PC Board |  | 150B
| Sample Holder Assy |  | 30B
02-05-00098 | EQUIPMENT: PH Meter,
MODEL: HGC-10
COMPANY NAME: DKK, Japan
QUANTITY INSTALLED:13
| PH electrode | 1312GC | 90
| FILTER |  | 30
02-05-00099 | EQUIPMENT : Flame photometer
MODEL:PF
COMPANY NAME: Jenway Ltd
QUANTITY INSTALLED:75
| Nebulizer (complete) |  | 90A
| Compressor |  | 30A
02-05-00100 | EQUIPMENT : SPECTROPHOTO METER
MODEL: Specol 10
COMPANY NAME : Carl Zeiss, Germany
QUANTITY INSTALLED:300
| Indicating inst | 558-5616 | 150A
| Blue Photo Cell | 211-891/1 | 150A
| Red Photo Cell | 211-892/8 | 150A
| Potentiometer | 146-208/4 | 450A
| PCB |  | 150A
| CUVATT |  | 300
02-05-00101 | EQUIPMENT:Anaesthesia
MODEL: BN-75
COMPANY NAME: Carba, Switzerland
QUANTITY INSTALLED: 75
| Vaporizer (Flothen) Flotic-3 |  | 300
| Valve spindle complete for oxygene |  | 30
| Valve spindle complete for nitrogene |  | 30
| Oxygene gauge N-59000-011 |  | 60
| Nitrous oxide gauge N-5900-008 |  | 60
| O2Z3.173616 |  | 30
| N2OZ.17347 |  | 30
| N18000-069A O-ring |  | 150
| Z416829 cone |  | 60
| O2block Z9.16097 |  | 60
| Gasket Z4-11445 |  | 300
| N18000-040A O-ring |  | 300
| Z4-16221 cap. |  | 60
| N2OSafety Z9.16118 interlock |  | 60
| Pipeline block Z9.15999 |  | 150
| Complete flow meter for oxygene + nitrogene |  | 30
| On-Off knob complete for oxygene + nitrogen |  | 30
| Z4.14779 sealing ring |  | 150
| N4 859000-008 manometer D50 1/8" V 0-100 bar |  | 60
| N4 59000-011 manometer D50 1/8" V 315 bar |  | 60
| Contineous flow vaporizer for flouothane |  | 150
02-05-00102 | EQUIPMENT:Endoscope
MODEL: GIF-XQ10 , XQ20
COMPANY NAME: Olumpus, Japan
QUANTITY INSTALLED:30
| Biopsy Valve |  | 15
| GM8204 3.2 lux channel |  | 30
| GM8203 2.0 lux channel |  | 60
| GM1466 check valve |  | 15
| GM9099 O ring |  | 60
| GP0516 O rign |  | 60
| S.Nut |  | 15
| AW.Nut |  | 15
| Knob ornament |  | 15
| Air valve |  | 30
| Suction valve |  | 30
| O.Ring for water inlet |  | 90
| F.Mask |  | 30
02-05-00103 | EQUIPMENT:Endoscope
MODEL: GIF - P10 & P20
COMPANY NAME: Olympus
QUANTITY INSTALLED:30
| ZB72090A NS-Unit for GIF-P10 |  | 15
| ZB5768.L.G connecting tube. |  | 15
| GS0181 G-Channel |  | 15
| GM8156 2.4 1ux channel |  | 15
| GM8203 2.0 1ux channel |  | 30
| GM9040 O ring |  | 60
| GS9017 O ring |  | 60
| GS9016 O ring |  | 60
| GS0557 F-mask |  | 15
| GS9001 O ring |  | 60
| GS9005 O ring |  | 60
| ZB5890 cover glass unit |  | 15
| ZB 5778 eyepiece unit |  | 15
| GS9006 O ring |  | 60
| GS9007 O ring |  | 60
| GS9009 O ring |  | 60
| GS9008 O ring |  | 60
| GS9011 O ring |  | 60
| GS9002 O ring |  | 60
| GS0555 Wire stopper |  | 60
| ZB 60006 IG mont unit |  | 15
| GS 50054 2.7 IG mount |  | 162
| GM 8212 lead wire – Green |  | 30
| GM 8213 lead wire – Orang |  | 30
| GM 8278 lead wire – Blue |  | 30
| GM 8279 lead wirw – white |  | 30
| A-Rubber |  | 30
02-05-00104 | EQUIPMENT:Endoscope
MODEL: GIF-P3
COMPANY NAME:Olumpus, Japan
QUANTITY INSTALLED:30
| NS-Unit for GIF-P3 ZB54720A |  | 15
| ZB168500 L.G connecting tube. |  | 15
| GM146600 check valve |  | 15
| GM278200 valve |  | 30
| CP0516 O ring |  | 60
| GP4343 F-Mask |  | 15
| GM9099 O ring |  | 60
| GP884900 Connecting Base |  | 30
| GM442200 Plate |  | 60
| GQ003600 Stoppers |  | 60
| GP250700 2.6 screw |  | 60
| GP07600 Stoppers |  | 15
| GP307600 W.moth piece |  | 15
| GM8204 3.2 Lux channel |  | 30
| GP4064 Resistor |  | 15
| GP3078 S.mouth piece |  | 15
| GM8203 2.0 lux channel |  | 15
| GP4346 L-Ring |  | 15
| GP4344 F-mask |  | 15
| GP0594 Contact pin |  | 105
| WE107034 Screw PSK 1.4*3.5 SB |  | 150
| WE115179 Screw PUK 1.7*2.5 SA |  | 300
02-05-00105 | EQUIPMENT:Lung Ventilation Equipment, Manley Ventilator
MODEL: MN2
COMPANY NAME:Blease Medical Equipment Ltd., UK
QUANTITY INSTALLED:120
| 630114 V1 Valve |  | 150
| M3200 V2 Valve |  | 150
| 63.02128 V3 Valve |  | 150
| ST 2105 B2 Bellows |  | 300
| ST 2105/1 B1 Bellows |  | 300
| ST 2105/4 Neg. Bellows |  | 300
| V3 Valve diaphragm 2500 17 |  | 600
02-05-00106 | EQUIPMENT: DENTAL UNIT
MODEL: Belmont Comp. 350
COMPANY NAME: TAKARA BELMONT
QUANTITY INSTALLED:200
| Air Turbine 4-holes Midwest |  | 750A
| contra-angle Complete |  | 750A
| Cartridge for air turbine T-180103 |  | 1500A
| Cartridge for air turbine T-181103 |  | 1500A
| Air Motor complete 4-hole |  | 750A
| CARTIG FOR CONTRA ANGLE |  | 3000
| MIDDL SHIFT FOR CONTRA ANGLE |  | 3000
| TRIBLE SRING COMPLET |  | 1500
| HALOGEN BULB FOR 048 |  | 6000
| TUBING FOR AIR MOTOR 4/3 LINE(350-057) |  | 1500
| MICRO PILOT VALVE NC |  | 900
| MICRO PILOT VALVE NC NO |  | 900
| MASTER VALVE ASSEMPLY (350-010) |  | 900
02-05-00107 | EQUIPMENT: DENTAL UNIT
MODEL: New Leo
COMPANY NAME: J. MORITA CORPORATION
QUANTITY INSTALLED:300
| Roter For angle handpiece 0311 |  | 6000A
| Contra- angle complete 145152 |  | 750A
| Triple syring complete |  | 600A
| Turbine handpiece |  | 600A
| Middle shaft cartridge |  | 3000A
| Air motor complete |  | 150A
| JOINT FOR TURBIN HANDPICE 134355 |  | 600
| VALVE BUDY ASSEMPLY 065108 |  | 300
| Three way sirving hose |  | 600
| HULOGEN BULB |  | 3000
02-05-00108 | EQUIPMENT: Dental Unit
MODEL: KAVO 1033
COMPANY NAME: Kaltenbach & voigt GMBH & Co, Germany
QUANTITY INSTALLED:100
| Super torque turbine hand-piece | 553 2100 | 150
| Cartridge for turbine 630 | 553 5857 | 450
| Set of Bards for unit |  | 75
02-05-00109 | EQUIPMENT: Infant Incubator and Resuscitater
MODEL: 89 + 165
COMPANY NAME: VICKERS
QUANTITY INSTALLED:100
| Canopy-With Fittings | 089-11-002 | 30A
| Heater 500/240 | 185-09001 | 300A
| Lamp-Floru 15W | 14685-45 | 1200A
| Switch-Starter | 80006 | 6000A
| Capacitor 4mF 250V | 14687 | 150A
02-05-00110 | EQUIPMENT: Isolete Infant Incubator
MODEL: C-86
COMPANY NAME: AIR SHIELDS Co., USA
QUANTITY INSTALLED:100
| Iris port sleve | 1261500 | 15000
| Thermistor | 26-503-10 | 600
| Thermostat Capsule | 26-557-70 | 600
| Potentiometer W/W afer SW | 17-529-44 | 600
| Twist Lock Socket 220V | 12-501-00 | 600
| Power Cord Assy 220V | 12-550-70 | 300
02-05-00111 | COMPANY NAME: IVAC, USA
EQUIPMENT: Volumetric Infusion pump
MODEL:l IVAC 630
QUANTITY INSTALLED:400
| Board Assy Interconnect | 125076 | 150
| Power regulator | 125275 | 75
| Logic Board Assy | 125125 | 75
| IC | 302121 | 300
| IC | 302122 | 300
| IC | 302194 | 300
| IC | 125008 | 300
| FILL SENSOR |  | 30000
02-05-00112 | EQUIPMENT: Ultrasound diagnostic
MODEL: sonoline sx / ccir.+SL/1
COMPANY NAME: Siemens ag/Germany
QUANTITY INSTALLED: 20+10
| Linear array 3.5 mh 2/s1 std. Scan lenght 11.4 cm cat. No. 8339 509. |  | 150
| Cda-sector medium focus 3.5mhz cat no. 54 47 388 |  | 150
| Service Manal for sx/ccir & S1-1/ccir |  | 6set
| power supply board |  | 15
| prop 10 MHZ |  | 3
| FAN MOTOR |  | 15
02-05-00113 | EQUIPMENT: HEMODIALYSIS MACHINE
MODEL: A1008d
COMPANY NAME:FRESENIUS AG
QUANTITY INSTALLED: 60
| Float switch | 6501211 | 90A
| PVC tube | 5452041 | 120A
| Silicon tube. | 545364 | 120A
| silicon tube. | 5453721 | 150A
| Clip (block) fordial tube | 5727211 | 150A
| Filter hydro block A1008D | 6500771 | 150A
| Throttle constaund flow | 5662471 | 150A
| Heater bar | 6412721 | 300A
| Balancing chamber CP1 | 5662231 | 120A
| Silicon tube | 5453561 | 150A
| Dialysate connector red | 6419841 | 60A
| Dialysate connector blue | 6419851 | 60A
| Level sensor | 6300171 | 120A
| Throttle recirculation | 5662261 | 150A
| Throttle glass fororfice (4W) | 6502801 | 150A
| Orifice (4L) | 5662481 | 150A
| P.C.B 287C | 6509121 | 60A
| P.C.B 241 | 6504141 | 60A
02-05-00114 | EQUIPMENT: WATER TREATMENT FOR KIDNY MACHINE
MODEL: WATER SOFTENER
COMPANY NAME:.Gulligan International Co.
QUANTITY INSTALLED:50
| Raw Water Pressure system |  | 90A
| RIV 40 x 25 |  | 150A
| BIV 32 |  | 150A
| Valve 32 (Plain) |  | 150A
| RIV 32 x 25 |  | 150A
| RIV 40 x 20 |  | 150A
| Tube tangit PVC adhesiv |  | 150A
| TEG 90 @ 40 TIV |  | 150A
| Union 50 @ 25 BIV |  | 150A
| Valve 3 Way |  | 150A
| Model filter TW (30-4641) |  | 60A
| Model filter type (4406-93) |  | 60A
02-05-00115 | EQUIPMENT: Hemodialysis machine
Model : AK 10
COMPANY NAME: GAMBRO
QUANTITY INSTALLED:75
| Power supply board (1) | K04538 H | 90
| Motor control board (2) | K04447004 | 90
| Control Logic board (3) | K12284001 | 90
| Moonting plate compl. | K05998 A | 90
| Condoctinity meter | K04651001 | 120
| Temperature Meter | K04650001 | 120
| Negative pressure meter | K07107001 | 120
| Power supply board meter | K04538 G | 120
| Motor control board | K04525 F(DEM) | 120
| Microprocessor I board | K10229002 | 120
| Analog guard boord | K04528 E | 120
| Microprocessor II board | K10229002 | 120
| Meatin certridge | K04981001 (24ov) | 150
| Vessel | K04694 A | 60
| Over heating guard | K07422 A | 120
| Proportioning valve | K05585 B | 120
| Pomp with motor | K04810 A | 60
| Pompoint comp. | K04585 D,F,H,L | 60
| soction tobe complete | K12054001 | 60
| Degesin uint | K04621 A | 60
| Conuctinity ceel | K04629 B | 60
| O-ring | 100319008 | 150
| O-ring | 100319032 | 150
| O-ring | 100319026 | 150
| O-ring | 100335001 | 150
| O-ring | 100319009 | 150
| By pass block assy | K06301002 | 60
| Tempertere transducer | K04857001 | 120
| blood leak detector | K06163001 | 120
| Flow meter assy. | K04622A | 120
02-05-00116 | EQUIPMENT NAME: KIDNEY MACHINE
MODEL: NYCOTRON
COMPANY NAME: NYCOTRON
QUANTITY INSTALLED:20
| Water pressure adj. Compl. | 56310 002 | 15
| Cond. Cell 11 | 56310 038 | 9
| Conn. W/.3.8 " Gyroolock | 56310 039 | 30
| Blending Chamber | 56310 042 | 15
| Hydr.M. Valve water inlet on/off | 56320 004 | 15
| Thermistor Unit 53 Blue-Plug | 56320 010 | 45
| Thermistor Unit 54 Orang-Plug | 56320 013 | 45
| Thermistor Unit 52 Blue- Yellow-Plug | 56320 012 | 45
| Power supply compl. | 56320 018 | 9
| Blood pressure unit compl. | 56330 025 | 15
| Scket 22 Pins For C.B | 56330 039 | 15
| Diff. Trafo unit. | 56310 029 | 9
| Knob/4mm shaft. | 56340 013 | 9
| Hydr. Main Valve | 56320 001 | 6
| heat Exhanger | 56320 040 | 3
| Socket J5 | 56320 005 | 15
| Thermistor terminal n.p.v | 56310 023 | 3
| Thermistor Q5 MJE 521 56350 018 |  | 30
| Fuse 1.6 A.F 1601 |  | 150
| IC 709 |  | 60
| IC C 710 |  | 60
| IC C 741 |  | 90
| IC LM 555 |  | 150
| IC 8038 |  | 90
| IC 1458 |  | 90
| IC LM 709 |  | 90
| Q2N 4401 |  | 90
| Q2N 4403 |  | 90
| Q2N 3906 |  | 90
| QBC 212 KA |  | 90
| QBC 182 KA |  | 90
| Tranasistor 2N 5458 |  | 90
| QMJE 371 |  | 90
| Tranasistor 2N 4037 |  | 90
| Diode in 5237 |  | 60
| diode in 5236 |  | 60
| Diode in 914 |  | 150
| BC 40 C2200 |  | 30
| BY 179 |  | 30
| Diode in 5232 |  | 30
| Diode in 5240 |  | 30
| RI 10 V 23012 | 56360 005 | 15
| RI 1401 | 56360 006 | 15
| Til 209 Led |  | 60
| Timer motor complete | 56330-021 | 30
| Tubing for BP unit | 56330-027 | 2m
| Front meter temp | 56340-008 | 6
| Front meter concentration | 56340-009 | 9
| Priming buttom complete | 56340-017 | 9
| Power cable compl. | 56350-015 | 60m
| Dialyser tube.3.8 | 56370-012 | 60m
| concetrate tube weight | 56370-002 | 30
| Nylon screw | 56350-021 | 60
| C 100 MF 40 V |  | 150
| C 22 MF 25V |  | 90
| C 150 MF 6.3 V |  | 90
| C 2200 MF 35 V |  | 30
| C 10 MF |  | 30
| Tranasistor 7812 |  | 30
| Tranasistor 7912 |  | 30
| Recitifier 2200 |  | 30
| Recitifier 3300 |  | 30
| Diode in 4004 |  | 60
02-05-00117 | EQUIPMENT: PHOTOTHERAPY
MODEL HERAEUS
COMPANY NAME DRAGER
QUANTITY INSTALLED 100
Order No./Order No
| Burner Q 406Z7 | 2M18185/56001200 | 300
| Plexiglass filtter | 2M18783/56011791 | 30
| Lanition device 46A 220Va.c/60HZ | 56018873/56018373 | 45
| Fan 15W,220V a.c/50 HZ | 5601815/6001815 | 60
02-05-00118 | EQUIPMENT:-Electro phorisis
MODEL:-Chromoscan 3/joyce loebl
COMPANY\MANUFACTURER:-Vickers company
QUANTITY :-1
SITE :-Medical city\ Hospital laboratory building
| printid head |  | 6
| set of bells |  | 6
02-05-00119 | EQUIPMENT:-Automatic Acoustic impedance meter
MODEL:-Ap 65
COMPANY\MANUFACTURER:-Peters
QUANTITY :-5
SITE :-Medical city\ Hospital consulting building
| Recommended of spare part |  | 15
02-05-00120 | EQUIPMENT:-Apnea /respiration monitor
MODEL:-
COMPANY\MANUFACTURER:-Air shield
QUANTITY :-10
SITE :-Medical city\ Hospital Baghdad
| Transducer ,blue cover | 350059 | 750
| printer circuit board | 350024 | 15
| Switch ,toggle spot | 350013 | 15
| Switch, rotary | 350021 | 30
| Alarm andible | 1765221 | 15
| R20,21 | 1721514 | 30
02-05-00121 | EQUIPMENT:-Cryostat
MODEL:-TE
COMPANY\MANUFACTURER:-Slee group of companies-london
QUANTITY :-1
SITE :-Medical city\ Hospital laboratory building
| Compresor | danfos sc18 cxt2 | 3
02-05-00122 | EQUIPMENT:-YAG lasser
MODEL:-7970 SE.no. 770516
COMPANY\MANUFACTURER:-coherent-manuf june 1989
QUANTITY :-
SITE :-Medical city\ Hospital surgical
| IC | 0610-818-02REV.H | 3
| IC | 0610-818-01REV.H | 3
| IC | XLS 2816AP-300 8825 | 3
02-05-00123 | EQUIPMENT:-Mingograph EEG
MODEL:-EEC junior -8channl
COMPANY\MANUFACTURER:-Siemens
QUANTITY :-1
SITE :-Medical city\ Hospital consuleting
| Galvano meter | 722235E039E | 72
| Paper |  | 150
| Electrode cable |  | 9 set
| Electrodes |  | 9 set
| Pump |  | 9
02-05-00124 | EQUIPMENT:-Mingograph EEG
MODEL:-EEG 21
COMPANY\MANUFACTURER:-Siemens
QUANTITY :-2
SITE :-Medical city\ Hospital consuleting clinic surgical houspital
| Galvanometer | 6729551E173E | 216
| Electrode cable |  | 225
| Writing fluid | 9002064E100E | 450
| Paper |  | 450
| Ekectrodes |  | 18 set
02-05-00125 | EQUIPMENT:- ULTRA SOUND
MODEL:- 1846
COMPANY\MANUFACTURER:- BRUL & KJAER
QUANTITY :-
SITE :-Medical city\Hospital
| PROBE TRANDUCER 7 MHZ | 8551 | 18
| DUAL HEAD SECTOR TRANSDUCER | 8529 | 6
| PROBE | 1849 | 12
02-05-00126 | EQUIPMENT:- TREDMIL
MODEL:-
COMPANY\MANUFACTURER:- SIEMENS
QUANTITY :-2
SITE :-Medical city\ Hospital
| STYLUS |  | 18
| PATIENT CABLE |  | 6
02-05-00127 | EQUIPMENT:- TREDMIL
MODEL:- AO
COMPANY\MANUFACTURER:- PICKER INTERNATIONAL
QUANTITY :-4
SITE :-Medical city\ Hospital
| STYLUS |  | 12
| PATIENT CABLE |  | 9
02-05-00128 | EQUIPMENT:- CENTRAL STATION
MODEL:-
COMPANY\MANUFACTURER:- SEIMENS
QUANTITY :-1
SITE :-Medical city\ Hospital BAGHDAD
| PATIENT CABLE |  | 21
02-05-00129 | EQUIPMENT:-CENTRAL STATION
MODEL:- AO
COMPANY\MANUFACTURER:- PICKER INTERNATINAL
QUANTITY :-10
SITE :-Medical city\ Hospital
| PATIENT CABLE |  | 150
| STYLUS |  | 30
| ROLLER |  | 15
02-05-00130 | EQUIPMENT:-CT SCANER
MODEL:-SOMATOM DR3 -POLYDOROS GENERATOR
COMPANY\MANUFACTURER:-Siemens
QUANTITY :-1
SITE :-Medical city\Hospital BAGHDAD
| D17221500 4026 ELECTROON | 7221500 | 6
| BOARD D15 | 8353336 X 1626 | 3
| D1-17221708 | GR 026 | 6
| D2 –7221626 | GR026 | 6
| D5 –7467798 | GR036 | 6
| FLOPPY DISK CONTROLER M7745ROX M82564717567 | 501289 1D | 3
| D1-27221724 |  | 6
| D147221765 |  | 6
02-05-00131 | EQUIPMENT:-X-RAY UNIT
MODEL:-SIREMAT
COMPANY\MANUFACTURER:-Siemens
QUANTITY :-1
SITE :-Medical city\ Hospital BAGHDAD
| 7218704G | 5207-01198 | 3
| VIDEOMED H-R CAMERA COMP |  | 3
| 21851-A1 | 12492 50 H2 | 3
| SET OF BOARDS FOR CAMERA CNTROL FOR VIDEOMED H-R | 7218704 | 3
| MONETPR SCREAN FOR MONETOR MODEL | 7297419Q5205C | 3
| CARRIAGE | 4004669G5167 | 3
| CONTROL CONSOLE WITH PROGRAMING ATTACHMENT FOR BICOR / COROSCOP C SIMENCE -ELEMA | 8714560 X 1765 | 3
| SIMEUCE MOUITOR SERIAL NO 01803 MODIFECATION | 1765-220V 1 PHASE | 6
| LAMP FOR TAGR NO 35A (CINE PROJECTOR TAGR NO 35AX ) |  | 12
| H.T. GENERATOR MODEL |  | 3
SERIAL NO. 64905601
| D54 ADEPTER | 7240088 X 1415
| IMAGE INTENSIFIER OPTI-LU LATERAL1712HD | 8832776 V5760 | 3
| IMAGE INTENSIFIER FRONTRAL OPTI-LUX | 27HD -TRIPLEX MODEL 8832719V5050 | 3
02-05-00132 | EQUIPMENT:-CAMERA
MODEL:-VIDEO MED
COMPANY\MANUFACTURER:-Siemens
QUANTITY :-1
SITE :-Medical city\ Hospital BAGHDAD
| BOARD Q4700902 | GE 001-B66 | 3
| BOARD VV9955791 | EOO1-B54 | 3
| BOARD H 2893063 | GE011-B58 | 3
| BOARD F 4737052 | GE001-B87 | 3
| BOARD Z 2893048 | GE001-B15 | 3
| BOARD S 4500910 | GE001-B17 | 3
02-05-00133 | EQUIPMENT:-CCU CAMERA CONTROL UNIT
MODEL:-
COMPANY\MANUFACTURER:-Siemens
QUANTITY :-1
SITE :-Medical city\ Hospital BAGHDAD
| STABLIZER BP C7945-A3001B804 | 4762530 X E001 | 3
| BOARD N1 C72411A3 7L34 | 4757258 X E001 | 3
| BOARD 1 C72411-A3-L671L68 | 473711 X GE001 | 3
| BOARD NV C72411-A3-L92 | 4418976 RH052 | 3
| BOARD S C72411-A3-L96 |  | 3
| BOARD H C72411-A3-L53 |  | 3
| BOARD KR C72411-A3L35 |  | 3
| BOARD DK C72411-A3-L18 |  | 3
| BOARD DV C72411-A3-L203 |  | 3
| MONETOR FOR D-SA | 8714511 X 1762 SERIAL NO. 0113 - MODIFCATION 1762 | 3
02-05-00134 | EQUIPMENT:- COMBILABER CBM -A8PROCESSING UNIT FOR CINE FILM
MODEL:-
COMPANY\MANUFACTURER:-Siemens
QUANTITY :-10
SITE :-Medical city\ Hospital BAGHDAD
| 09-02-FILM ROLLER | 064V473 | 30
| 09-10 FILM GAIDE ROLLER | 064V473 | 27
| 09-03 CEALING RING | 080C737 | 57
| 09-05 GEAR WHELL ASSY | 064V031 | 57
| 12-01 HEATING ELEMENT | 750W 064V139 | 12
| 12-02 THERMISTOR | 064V 003 | 12
| 12-02- PUMP | 064V115 | 12
| 12-07 P.C BOARD | 064V 694 | 12
| 13-01 TRANSPORT MOTOR ASSY | 064V 043 | 6
| 15-01 FILM GUIDE ASSY | 064V013 | 6
02-05-00135 | EQUIPMENT:- CIPRO 35N 35CINE FILM PROGECTOR
MODEL:- CPW-A-35150
COMPANY\MANUFACTURER:-Siemens
QUANTITY :-4
SITE :-Medical city\ Hospital BAGHDAD
| CUPLEING PN | 4707683GE016 | 12
| PULLEY PN | 4707733GE016 | 12
| BELT PN | 4701280GE016 | 12
| TOOTH HEADWHEEL PN | 4707675GE016 | 12
| TOOTH HEADWHEEL PN | 4707568GE016 | 6
| COUPLING PN | 4708640GE016 | 6
| BOARD PN | 4701256GE016 | 3
| BOARD PN | 4701264GE016 | 3
| MOTOR PN | 7705148D0900 | 3
02-05-00136 | EQUIPMENT:- X-RAY
MODEL:- PANADORSE 1200
COMPANY\MANUFACTURER:-Siemens
QUANTITY :-1
SITE :-Medical city\ Hospital BAGHDAD
| TV MONETOR SERIAL NO. 01079501 | 467231365024 | 6
| CASSET FOR CINE FILM ARRIECHO | 65098A | 3
| IMAGE INTENSIFIRE COMPLETE SERIAL NO. 01059 | 853Y01865307 | 3
| IMAG INTENSIFIRE | SICRON 2 | 3
| TV SYSTEM VIDEOMED 2 |  | 3
| TV MONETOR 44CM |  | 9
02-05-00137 | EQUIPMENT:- MOBIL XR NO. 01526
MODEL:- UB MED XR . 004/0606
COMPANY\MANUFACTURER:-Siemens
QUANTITY :-2
SITE :-Medical city\ Hospital NURSSING HOUME
| D1 MOTOR CONTROL & CHARGEING BOARD | 6462876 | 6
| D2 PACK PLANE | 6610208 | 6
| D3 CHARGE BOARD | 6725774 | 6
| D4 CAPACITOR BOARD | 6425634 | 6
| D5 VOLTAGE DISTRIBUTER | 6899520 | 6
| D6 D.C.POWER SUPPLY | 6762777 | 6
| D7 LOKING DIVICE CONTROL | 6899587 | 6
| D9 MICRO PROCESSOR BOARD | 6953368 | 6
| D16 INPUT / OUTPUT BOARD | 6899660 | 6
| D24 TUBE FILAMENT CONTROL | 6899660 | 6
| D8 ROTATION CONTROL BOARD | 6425956 | 6
| D13 INVERTER BOARD | 6425659 | 6
| D14 DISPLAY | 6790448 | 6
| D15 KEYBOARD | 6910099 | 6
| D18 DISPLAY –DRIVER | 6488996 | 6
| D19 LED -BOARD | 6788970 | 6
| D17 LOCKS & COLLIMAXORKY BOARD | 6821292 | 6
| D20 TRANSFORMAR BOARD | 6863013 | 6
| D23 FAN SUPER VISION | 6863492 | 6
| D25 RELAY BOARED | 6931687 | 6
| D10 PACK PLAN | 6462975 | 6
| D11 LED BOARD | 6762934 | 6
| D12 PHOTO , TRANSISTOR BOARD | 6762959 | 6
02-05-00138 | EQUIPMENT:- X-RAY
MODEL:- GIGANTOS OPTIMATIC
COMPANY\MANUFACTURER:-Siemens
QUANTITY :-1
SITE :-Medical city\ Hospital BAGHDAD
| D41 FOLLOW - UP AMPLIFIRE | 4364840 | 3
| D53 THRESHALD STAGE | 4030482 | 3
| D65 DUMMY PLUG | 1800911 | 3
| D69 AMPLIFIRE FOR FILAMENT CURRENT | 4241410 | 3
| D78 VOLTAGE SUPPLY | 7129992 | 3
| D87 ANALOGE CONVERTAR MAS | 1800671 | 3
| D88 KV -CONTROL | 1800507 | 12
| D93 TIME REPRESNTATION | 4031894 | 3
| D101 INTERFACE 1 | 1580507 | 3
| D102 INTERFACE 11 | 1580596 | 3
| D103 CONTROL CIRCUIT | 4018685 | 3
| D106 EQUIPMENT SELECTION | 1800333 | 3
| D106 TIMER | 4245809 | 3
| D108 LUMP FIELD CONTROL CIRCUIT | 2139095 | 3
| D110 DISTRIBUTRY | 4363925 | 3
| D111 CONTROL STAGE | 1801398 | 3
| D116 MEASURING FIELD | 1800853 | 3
| D125 VOLTAGE STABILLIZATION+15V | 1709179 | 3
| D130 SWITCHING STAGES | 1709278 | 3
| D131 LOGIC STAGE BOARD | 1801059 | 6
| D132 INPUT FILTER | 1709310 | 3
| D139 MAMMOGRAPHY & +,- BUTTON | 4242152 | 3
| D151 DUMMY PLUG CINE | 1985159 | 3
| D301 VOLTAGE STABILIZER __--15V | 6788913 | 3
| D302 FLUOROSCOPY ADE | 6610471 | 3
| D303 FLUOROSCOPY KV-NOMINAL VALUE | 6200497 | 3
| D304 THYRISTOR CONTACTOR | 6200505 | 3
| D305 THYRISTOR CONTACTOR STAGE | 6788731 | 3
| D306 KV -NOMINAL VALUE | 6610364 | 3
| D307 KV-AMPLIFIER | 6788756 | 3
| D308 FILMENT -TRIAC –CONTROL | 6516363 | 3
| D309 TRIAC STAGE | 6788749 | 3
| D314 DIODE BOARD | 6516447 | 3
| D316 SERIES MA MAX | 6618050 | 3
| D317 MS SWITCHING | 6655377 | 3
| D318 MAX R CORRECTION | 6788574 | 3
| D149 SWITCH OVER BOARD | 4367538 | 3
| D160 LIMIT BOARD | 4031845 | 3
| D319 CINE KV CONTROL | 6655443 | 3
| D57 EQUIPMENT SELECTION 11 | 1801034 | 3
| D58 EQUIPMENT SELECTION LOGIC | 4241394 | 3
| D60 CODER | 1800994 | 3
| D59 PROGRAM DISTRBUTER | 1801018 | 3
| D112 PROGRAM DISTRBUTER | 18018895 | 3
| D310 THYRISTOR –CONDUCTOR VOLTAGE STAGE | 6655013 | 3
| D311 THYRISTOR CONTECTOR TRIGGER STAGE | 6725704 | 3
| D312 KV MOTOR CONTROL | 6516322 | 3
| D71 ASSEMPLY GROUP | 1800523 | 3
| D72 RECTIFIER BOARD | 4018727 | 3
| D50 BRAKE DELAY | 1802206 | 3
| D52 GENARATOR | 1984855 | 3
| D53 AP -SELECTION DELAY | 4020798 | 3
| D55 TIMER BOARD | 1802222 | 3
| H1 HIGH VOLTAGE GENARATOR | 6633333 | 3
| T11 REGULATING TRANSFORMAR | 6631758 | 3
| D74 MEASSURING BOARD | 4033662 | 3
| D113 INDICATION BOARD | 1801323 | 3
| D 85 DIODE BOARD | 1801265 | 3
| D86 INDICATION UNIT | 1578533 | 3
02-05-00139 | EQUIPMENT:- X-RAY
MODEL:- SIREMAT
COMPANY\MANUFACTURER:-Siemens
QUANTITY :-2
SITE :-Medical city\ Hospital BAGHDAD & NURSSING HOUM
| D1 CONTROL CIRCUIT BOARD | 4084885 | 3
| D2 OVER VOLTAGE MONITORING | 4084869 | 3
| D3 UNDER VOLTAGE MONITORING | 4084901 | 3
| D4 SERIES CONTROLLER | 7227127 | 3
| D5 A -D POWER SUPPLY MODULE | 4083275 | 12
| D6 MONITORING CIRCUIT BOARD | 4084943 | 3
| D7 VOLTAGE REDUCTION | 5436183 | 3
| D10 FILTER CIRCUIT BOARD | 4081972 | 12
| D11 LSL OUTPUT STAGE | 4084380 | 12
| D28 SMALL MOTOR CONTROL | 4051969 | 6
| D36 AUXILIATY KIM CONTROL | 7227341 | 6
| D53 REQUIRED -VALUE GENERATOR FOR MOTOR CONTROL –C | 4084489 | 12
| D54 MOTOR CONTROL | 4084927 | 12
| D55 DERIVER STAGE | 7356678 | 12
| D56 POWER SUPPLY UNIT | 4052007 | 12
| D59 SERVICE CIRCUIT BOARD | 4397261 | 6
| D60 RELAY CIRCUIT BOARD | 4397089 | 12
| D70 TIMER SWITCH | 4083481 | 6
| D84 LOGIC CIRCUIT BOARD | 4397360 | 6
| D85 LOGIC CIRCUIT BOARD | 4397378 | 6
| D86 LOGIC CIRCUIT BOARD | 4397147 | 6
| D87 COLLECTIVE CIRCUIT BOARD | 4941571 | 6
| D88 SERVICE CIRCUIT BOARD FOR FILM TRANSPORT | 8478468 | 6
| D89 TIMER SWITCH | 4941654 | 6
| D90 RELAY STORAGE CIRCUIT BOARD | 4397022 | 6
| D51 REQUAIRD -VALVE GENERATOR | 4051603 | 12
| D52 DIFFERENTIAL AMPLIFIER | 7227366 | 12
| D57 START - STOP MONITORING | 4051744 | 6
| D58 FIELD START SEQUINTIAL | 5436233 | 6
| D61 LOGIC CIRCUIT BOARD | 4397287 | 6
| D62 LOGIC CIRCUIT BOARD | 4397303 | 6
| D64 LOGIC CIRCUIT BOARD | 4397311 | 6
| D65 REVERSAL CIRCUIT | 4397626 | 6
| D66 LOGIC CIRCUIT BOARD | 5436142 | 6
| D68 COLLECTIVE CIRCUIT BOARD 3 | 4941514 | 6
| D71 AMPLIFIRE FOR MULTILEAT COLLINATER | 5435979 | 6
| D72 AMPLIFIER FOR REQUIRED VALUES | 4051629 | 6
| D73 COLLECTIVE CIRCUIT BOARD | 4941555 | 6
| D80 LIFT LOGIC | 4397162 | 6
| D81 LIFT CONTROL | 4397105 | 6
| D12 COMPARTOR CIRCUIT BOARD | 4051827 | 6
| D100 COLECTIVE CIRCUIT BOARD | 4941753 | 6
| D101 MOTOR REGULATOR | 4084828 | 6
| D102 MOTOR CONTROL | 4084844 | 6
| D103 LOGIC CIRCUIT BOARD | 4941829 | 6
| D104 COUNTER CIRCUIT BOARD | 4941613 | 6
| D105 PULSE STAGE | 7357577 | 6
| D110 FLASH CIRCUIT BOARD | 4084802 | 6
| D111 COUNTING SOLENOID CIRCUIT BOARD | 4941928 | 6
| D18 REVERSAL CONTROL | 4397725 | 6
| D78 MODULATED LIGHT BARRIER | 4397063 | 6
| D 77 PHOTO TRANSISTOR CIRCUIT BOARD | 4397048 | 6
| D41 MAGAZINE CONTROL | 5436126 | 6
| D43A PHOTO TRANSISTOR | 4941795 | 6
| D44A DIODE HOLDER TRANSMITER | 4941805 | 6
| D112 FILM TRANSPORT MONITORING | 7357411 | 6
| D9 PHASE CONTROL | 4941639 | 6
| D14 SERVICE CIRCUIT BOARD | 5436068 | 6
| D16 ROTATION SPEED CONTROL | 5436290 | 6
| D19 IGNATION MODULEZEN | 3118874 | 6
| D20 IGNATION MODULEZEP | 3118866 | 6
| D21 OUTPUT STAGE | 4084745 | 12
| D22 CONTROLER | 5436258 | 12
| D23 CONTROL CIRCUIT BOARD | 5436043 | 12
| D24 THYRISTOR SET | 5333810 | 12
| D26 COLLECTIVE CIRCUIT BOARD | 4397006 | 6
| D27 MOTOR CONTROL | 5369236 | 9
| D28 SMALL - MOTOR CONTROL | 4051769 | 12
| D29 CONE CONTROL | 1750728 | 6
| D33 COLLECTIVE CIRCUIT BOARD 1 | 5436274 | 6
| D35 COLLECTIVE CIRCUIT BOARD 2 |  | 6
02-05-00140 | EQUIPMENT:- X-RAY
MODEL:- TRIDOROS 512 712 1012
COMPANY\MANUFACTURER:-Siemens
QUANTITY :-3
SITE :-Medical city\ Hospital BAGHDAD & NURSSING HOUM
| D109 SERVICE BOARD | 7380108 | 6
| D182 RELAY BOARD | 7243876 | 6
| D185 FUSE BOARD | 8137291 | 6
| D186 UNIT ADAPTER | 7258569 | 6
| D401 SWITCH CONTROL | 7384373 | 6
| D163 RELAY BOARD | 7307987 | 6
| D164 MONETORING | 7397128 | 6
| D20 INVERTOR | 7395528 | 6
| D21 FOCUS SWITCH OVER | 7395544 | 6
| D22 WORK UNIT SELECTION | 7395585 | 6
| D41A POWER PACK | 4252136 | 6
| TS70 THYRISTOR SWITCH | 7210313 | 18
| D2 CHARGEINGSWITCH | 7478969 | 6
| D181 THYRISTOR DRIVE | 7210370 | 6
| D3 TSE CIRCUIT | 5401070 | 6
| H1 HIGH VOLTAGE GENERATOR | 7118300 | 6
| T11-T12 LINE TRANSFORMER | 7470818 | 12
| D13 POWER PACK 5/24 V | 8143036 | 6
| D9 BAISC UNIT | 8048712 | 6
| D1 POWER PACK +15 V | 7326802 | 6
| D44 COUNTER DRIVE | 8024449 | 6
| D45 DATA DECODER | 8013914 | 6
| D246 MAS COUNTER | 8013138 | 6
| D47 KV COUNTER | 8134538 | 6
| D48 KV MONITORING | 7353782 | 6
| D49 UNIT SELECTION LOGIC | 8134652 | 6
| D53 FOUCSE SELECTION | 7132137 | 6
| D59 ADVANCE TIME INDICATOR | 8013898 | 6
| D101 EXAMINATION UNIT SELECTOR | 7380066 | 6
| D102 NOMINAL MA VALUE PRESTING | 7416936 | 6
| D103 PHASE INTER SELECTION | 7224586 | 6
| D104 CONTROL CIRCUIT | 8137069 | 6
| D105 KV CONTROL | 8137044 | 6
| D106 HEATING CONTROL | 8029464 | 6
| D107 PHASING IN | 8137143 | 6
| D108 EXPOSURE RELEASE | 8173077 | 6
| D110 SHORT TIME CIRCUIT | 8013500 | 6
| D114 LAMP VOLTAGE | 8138331 | 6
| D122 POWER PRINT | 7351414 | 6
| D121 POWER CONVERTOR SWITCH | 7351943 | 6
| D135 ACTUAL VALUE PICKUP | 7353386 | 6
| D137 MA MEASURING CIRCUIT | 8029514 | 6
| D230 SWITCHING STEPS | 7259161 | 6
02-05-00141 | EQUIPMENT:- TRIDOROS
MODEL:- 5S
COMPANY\MANUFACTURER:-Siemens
QUANTITY :-5
SITE :-Medical city\ Hospital BAGHDAD
| IMAGE INTENSIFIVE SCREEN | RBV23/15 | 3
| D11 | R.SCH199A57 | 15
| D12 | R.SCH 199A58 | 15
| D13 | R.SCH 199A81 | 15
02-05-00142 | EQUIPMENT:- X-RAY
MODEL:- MOBILETT II
COMPANY\MANUFACTURER:-Siemens
QUANTITY :-7
SITE :-Medical city\ Hospital CHILIDREN
| H1 HIGH TENSION GENARATOR | 6983456 | 12
| CAPACITER UNIT |  | 12 set
| D1 MICRO PROSSER BOARD | 9564642 | 12
| D3 DISPLAY & KEYBOARD | 9102328 | 12
| D4 ROTATION CONTROL BOARD | 6953210 | 12
| D5 TUBE FILLAMENT CONTROL | 9006040 | 12
| D6 VOLTAGE DISTRIBUTER | 9336660 | 12
| D8 DC POWER SUPPLY | 6899546 | 12
| D11 INPUT/OUTPUT BOARED | 9138538 | 12
| D13 INVERTER BOARD | 9006057 | 12
| D20 TRANSFORMAR BOARD | 6863013 | 12
| COLLIMATOR | 6968952 | 6
| D7 CHARGE BOARD | 9174624 | 12
02-05-00143 | EQUIPMENT:- CT –SCAN
MODEL:- 200 FS
COMPANY\MANUFACTURER:-PHIZER
QUANTITY :-1
SITE :-Medical city\ Hospital BAGHDAD
| X-RAY TUBE | 00-885-0013 | 6
| SMART A 1D CARD X1 | 01-240-0128 | 6
| UNIBUS CABLE CONNECTOR M920 | 00950-0097 | 3
| SERVO BOARD | PT-102811-01 | 6
| CABLE ASSY DISK I/O | 00-950-0048 | 3
| UNIBUSE CABLE 12 FT | BCA11-121 | 3
| MAGNATIC DISK PACKS CDC | 00-910-0142 | 6
| D3000 HEADS UPPER | PT-526-0009 | 6
| D3000 HEADS LOWER | PT-526-0008 | 6
| MEMORY 32 K CORE | 00-950-0006 | 6
| LOG DUAL SLOP INT | 00-883-0003 | 15
| MOTHER BOARD ASSY 11V | 01-400-0226 | 6
| DNT -ASSY | 00-887-0016 | 30
| H.V REGULATOR | 01-240-0102 | 9
02-05-00144 | EQUIPMENT:-Ultra sound
MODEL:-Type 1846 serial no.1454494
COMPANY\MANUFACTURER:-Bruel & kjuer
QUANTITY :-1
SITE :-Medical city\ Hospital surgical hospital
| Dual head sector transducer | type 8529 | 6
| Puncture attachment | UA 0770 | 12
| Endosonic probe | type 1850 | 6
| Rectal transducer | type 8531 | 6
| Rectal transducer | type 8539 | 6
| Urethral transducer | type 8530 | 6
| Puncture attachment | type ua650 | 12
| Sector attachment | typeua0876 | 6
| Puncture attachment | type UA 0876 | 6
| Fan unit |  | 6
02-05-00145 | Equipment name: AUTOMATIC PROSSER UNIT FOR X-RAY FILM
Model : IMS-420
Company name : IMS
Quintity installed :200
Site :ALL HOSPETALS IN IRAQ
| REPL.BY 500021 DEVELOPER RACK ASSY | 5421 | 30
| REPL.BY 500022 FIXER RACK ASSY | 5422 | 30
| REPL.BY 500023 WASH RACK ASSY | 5423 | 30
| REPL.BY 007847 DRYER RACK ASSY | 5424 | 45
| DEVELOPER RESISTANCE 1000/220V(EX P.N.O 01914) | 3322 | 75
| RELAY H.P.2-220V A.C | 4745 | 60
| MALE CONNECTOR .6PINS | 4745 | 60
| CAPACITOR | 6039 | 60
| REPL BY 014016 SOLENDID VALVE | 5524 | 30
| FEMALE CONECTOR 6 PINS | 5371 | 180
| RELAY H-3V.24DC` | 5366 | 30
| RELAY BY 300800 KIT +REPLENISHMENT PUMP | 5546 | 90
| REPLY BY 006157 MAIN DRIVE MOTOR | 5377 | 90
| THERMAL REQULATOR 220V/50HZ | 4744 | 300
| SWITCH(ON-OFF) | 5373 | 60
| REPLY BY 014730 RUBBER ROLLER LONG & SHRT PINS | 5418 | 300
| REPLY BY 014731 RUBBER ROLLER LONG PINS | 5419 | 300
| REPL ROLLER ,LONG & SHORT PINS (REPLACING CODE) | 5689 | 120
| REPL ROLLER HEAVY | 5690 | 90
| REPL ROLLER LONG PINS | 5691 | 150
| HELICAL GEAR LEFT,6MM DORE 12 T | 5680 | 300
| HELICAL GEAR RIGHT ,12T DIAM 6MM | 5677 | 300
| REPL BY 012458 MOBILE BUSHING DELRIN | 4721 | 150
| SPROCKET FOR CHAIN .20T P 6MM | 5500 | 60
| REPL BY 012459 HELICAL GEAR Z 30 V.S.F | 1278 | 300
| HELICAL GEAR RIGHT ,10 MM BORE 12T | 5678 | 300
| PRESSURE BUSH (EX P.N. 001604) | 6555 | 30
| FUSE HOLDER 2 POLES | 1625 | 30
| HELICAL GEAR LEFT 10 MM BORE | 5681 | 300
| MASTER LINE FOR CHAIN P6 | 4111 | 30
| CHAIN P6 .WITH HASTER LINK | 4110 | 60
| REPL.BY 009801 KIT CIRCULAT PUMP 220V-50H | 7703 | 90
| CHAIN P6.WITH HASTER LINK | 4110 | 60
| REPL.BY 009801 KIT CIRCULAT PUMP 220V-50H | 7703 | 90
| KIT CIRCULATION PUMP 220V/50-60HZ (REPLACIN G CODE) | 9801 | 60
| ELECTRONIC CARD N.1 | 6016 | 30
| ELECTRONIC CARD N.2 | 6018 | 60
| ELECTRONIC CARD N.4 | 6019 | 60
| ELECTRONIC CARD N.3 | 6741 | 90
| ELECTROMAGNETIC SWITCH | 6053 | 90
| REPL BY 500020 REED ASSY COMP. | 7330 | 60
| MIDDLE SUPPORT (EXP.M 004676) | 6792 | 60
| DOUBLE GEAR ,6 MM .BORE HOPLER 17 T | 5685 | 60
| GEAR Z34 MOPLEN (REPLACING CODE) | 12456 | 150
| GEAR Z34 MOPLEN (REPLACING CODE) | 12456 | 75
| infrared rods 500w 110v (repalcing code ) | 5544 | 450
| CONNECTION CABLE INFRA-RED LAMPS | 697 | 150
| ELECTROMAGNETIC SWITCH DN 8-10V.220 | 5365 | 150
| THERMAL 75 DEOREC | 10915 | 150
| COMPENENTS CARD FOR RELE | 9747 | 60
| ELECTRONIC BOARD 24 V. | 9722 | 60
| OVERFLOW REPL BY 500027 | 10033 | 90
| FIX WASH OVERFLOW | 500028 | 90
| RELE 24 V | 9748 | 30
| MAGNET COMPLETE (REPLACING CODE) | 500019 | 30
| KIT CLOCKWISH FAN (REPLACING CODE) | 500067 | 60
| PROTECTION MICRO AIR | 8677 | 60
| WHEEL 131 | 12350 | 30
| REPL BY (CC4139 MICRO AIR COMPLETE ) | 8675 | 30
| KIT FOR MAIN MOTOR SOBSTITUT PLUS GEAR MOTR | 6157 | 60
| GEAR ZL7 MOPLEN (REPLACING CODE) | 12348 | 75
| WEEL 12T | 12349 | 30
| Bearing housing block | 3145 | 150
| Intermediat drive sheeft support | 4676 | 150
| Bearing block ass | 6981 | 300
| Main drive shaft assy | 6579 | 90
| Main shaft comp | 6988 | 90
02-05-00146 | EQUIPMENT:- FILM PROGECTOR
MODEL:- CIPRO 35N
COMPANY\MANUFACTURER:-SIMENS
QUANTITY :-
SITE :-Medical city\ Hospital
| BELT | 4701280GE016 | 12
| 48/HALOGEN LAMP | 4418539 Y 4769 | 30
| 44/ARC LAMP | 4418547 Y 4769 | 30
| PULLY | 4747259GE016 | 12
02-05-00147 | EQUIPMENT:- FILM PROCESSOR
MODEL:- COMILABOR GMB-AO
COMPANY\MANUFACTURER:-OLDELFT HOLLAND
QUANTITY :-
SITE :-Medical city Hospital
| 11-10/BELLOWS ASSY | 064U 076 | 12
| 12-01/HEATING ELEMENT 750W | 064U139 | 3
| 12-02/THERMISTER | 064U003 | 3
| 12-03/BELLOWS | 064U129 | 12
| 12-04/PAMP | 064U115 | 3
| 12-07/PC BOARD | 064U694 | 6
| 12-08/PRESSURE SWITCH | 080D706 | 3
| 13-09/FILM RULLER | 064U051 | 15
| 14-09/DRIVE RULLER | 064U084 | 15
02-05-00148 | EQUIPMENT:- HOLTER
MODEL:- MEDILOG 2
COMPANY\MANUFACTURER:-OXFORD
QUANTITY :-
SITE :-Medical city /Hospital
| CASSET RECORDER |  | 36
02-05-00149 | EQUIPMENT:- MONETOR
MODEL:- 402
COMPANY\MANUFACTURER:-SIMENS
QUANTITY :-
SITE :-Medical city\ Hospital
| PRESSURE TRANSDUCER P 23XL | 4527958 | 150
| PATIENT CABLE WITH ITS ADAPTORS & ELECTRODES | 4523254/D5 | 150
| TEMPRATURE PROBE |  | 150
| ELECTRODS ADHESIVE RINGS |  | 6000
02-05-00150 | EQUIPMENT:- MONETOR
MODEL:- GU05/M-11/88
COMPANY\MANUFACTURER:-S&W ATHENA 9040
QUANTITY :-
SITE :-Medical city\ Hospital
| 02-OXIMETER PLUG & ITS PROBE | 9266 | 15
| PLUG OF CO & ITS PROPE | 9240 | 15
| PLUG FOR ECG & ITS PATIENT CABLE |  | 15
| PLUG FOR NON INVASIVE BP & ITS CUFF (PAEDIATRIC & ADULT ) WITHITS ECUSSERIES | 9225 | 3 for each
02-05-00151 | EQUIPMENT:- DC SHOCK
MODEL:- TYP 750
COMPANY\MANUFACTURER:-S&W
QUANTITY :-
SITE :-Medical city\ Hospital
| EXTERNAL PACMAKE DISK |  | 60
02-05-00152 | EQUIPMENT:- ULTRA SOUND
MODEL:- PANASONIC AG -6200
COMPANY\MANUFACTURER:-HP
QUANTITY :-
SITE :-Medical city\ Hospital
| ULTRA SOUND TRANSDUCER 5MHZ | HP21210A | 3
02-05-00153 | EQUIPMENT:- ULTRA SOUND(ECHO)
MODEL:- AUSONICS 2000
COMPANY\MANUFACTURER:-AUSONICS
QUANTITY :-
SITE :-Medical city\ Hospital
| TRANSDUCER | 011-728 | 3
02-05-00154 | EQUIPMENT:- HEAMACRON
MODEL:- 400
COMPANY\MANUFACTURER:-TECHNIC DEYN-USA
QUANTITY :-
SITE :-Medical city\ Hospital
| DISPLY SCREEN | 3-1010 | 9
| BATTRY 6V |  | 18
| PC BOARD | HE 2B1056 | 9
02-05-00155 | EQUIPMENT:- HEAMACRON
MODEL:- 800
COMPANY\MANUFACTURER:- TECHNIC DEYN-USA
QUANTITY :-
SITE :-Medical city\ Hospital
| PC BOARD | 2_2235 | 12
| BATTRY 6V | 5-5-170 | 6
02-05-00156 | EQUIPMENT:- HEAMACRON
MODEL:- 801
COMPANY\MANUFACTURER:- TECHNIC DEYN-USA
QUANTITY :-
SITE :-Medical city\ Hospital
| BATTRY 6V | 5-2-209 | 3
| COUPLING | 4_35 | 6
| PC BOARD | 3050 | 3
02-05-00157 | EQUIPMENT:- MONITOR
MODEL:- SIRCUST 404-1
COMPANY\MANUFACTURER:- SIMENS
QUANTITY :-
SITE :-Medical city\ Hospital
| PC BOARD | 84,20317E,2250,A53 | 6
| PRESSURE TRANSDUCER | 45, 27 950 | 15
| PATIENT CABLE WITH ADAPTORS | 4523254 | 60
| RECTAL TEMPRATURE PROBS | 4530259 | 60
| ELECTRODE ADHESIVE RINGS | 4523742 | 6 set
| ECG LEADS |  | 30
02-05-00158 | EQUIPMENT:-HYPOTHERMIE
MODEL:- 16-12-00
COMPANY\MANUFACTURER:-
QUANTITY :-
SITE :-Medical city\ Hospital
| THERMOSENSOR PROBE |  | 12
| ROOLER BLOOD PUMP |  | 3
| DARLINCTON GE 5060 |  | 12
02-05-00159 | EQUIPMENT:- SERVO VENTILATOR
MODEL:- 900C
COMPANY\MANUFACTURER:- SIEMENS
QUANTITY :-
SITE :-Medical city\ Hospital
| OXYGEN CELL | 90-04-979 | 120
02-05-00160 | EQUIPMENT:- TRADEMEL
MODEL:- 30-60
COMPANY\MANUFACTURER:- CAMBRIDGE
QUANTITY :-
SITE :-Medical city\ Hospital
| BELT |  | 6
| PAET COMPUTRACE CM3400 |  | 3
| PATIENT CABLE WITH ADAPTERS |  | 30
| BELT CAMBRIDGE FOR ROLLING PAPER |  | 15
02-05-00161 | SPARE PARTS FOR (ASTRA8 CHEMISTRY ANALYZER )
| ENZYME CUVETTES ( 40/PK ) | 88800 657050 | 9
| MIXING ROD | 439846 | 18
| MANIFOLD | 89010 439359 | 12
| PISTON ASSY (3/PK ) | 439994 | 6
| UV LAMP | 657025 | 9
| PM KIT , ENZYME MODULE (7&8) | 89027 N/A | 6
| FILTER , INLINE (6/PK ) | 89030 439889 | 6
02-05-00162 | CONUMABLEES FOR BASIC &MOST COMMON CHEMISTRIEST
| GREY PUMP TUBING (12/PK ) | 88113 66147 | 9
| RED PUMP TUBING ( 12/PK ) | 88114 651879 | 9
| MEMBRANES (25/PK ) | 88115 650597 | 6
| OXYGEN GEL (25 ML) | 88116 671488 | 6
| K- TIP | 88117 651663 | 3
| STIRRER , SMALL | 88137 651663 | 18
| STIRRER , LARGE | 88138 651683 | 18
| FILTER , FINE | 88139 669212 | 6
| BLUE PUMP TUBING (6/PK ) | 88150 671818 | 12
| FITER COARSE | 88172 651431 | 6
| SILICOMN LUBRCANT | 88152 879049 | 6
| SOURCE LAMP , ASSY | 88485 66204 | 18
| SAMPLE PROBE , ASSY | 88460 671817 | 6
| TUBE GUIDE CAP / LARGE (8/PK ) | 88482 664087 | 6
| P/U STRAWS , LARGE ( 8/ PK ) | 88391 669085 | 6
| DRAIN - OUTLET | 88493 668023 | 24
| AIR - FILTER | 88468 801754 | 6
| DOS AIR - FILTER | 88622 | 6
| HP INKJRT- CARTID GES (4/PK ) | 88619 440059 | 12
| HP PRINTER PAPER ( 6 / PK ) | 88620 659647 | 18
| P/U STRAWS , SMAL ( 4/PK ) | 88461 671817 | 6
| SAMPLE CUPS 0.25 ml ( 1000 / bag ) | 18012 665716 | 21
| SAMPLE CUPS 0.50 ml ( 1000 / bag ) | 18013 651412 | 75
| SAMPLE CUPS 2.00 ml ( 1000 / bag ) | 18014 652730 | 75
| PMKIT , BUN MODULE | 88320 | 6
| PMKIT , NA/ K MODULE | 88330 | 6
| PMKIT , Crea / TP/Amy / PHOS MODUL | 88360 | 6
| PMKIT , WASH MODULE | 88380 | 6
| PMKIT , TBILI MODULE | 88614 | 6
| PMKIT , GLUCOSE MODULE | 88618 | 6
| EL ECTRODE, BUN | 651940 | 3
| EL ECTRODE,GLUCOSE | 670522 | 6
| EL ECTRODE,POTASSIUM | 669114 | 3
| EL ECTRODE, SODIUM | 668295 | 9
| RERENCE EL ECTRODE |  | 9
02-05-00163 | CONSUMABLEES FOR ADDITIONAL CHEMISTRIES
| PM KIT, Ca&DBIL MODULE | 88370 | 6
| AMYLASE DEBUBBLER | 668819 | 6
| TELPAR PRINTER PAPER (6ROLL) | 88112 669168 | 6
| PRINTER-HEAD | 657910 | 30
| LAMP,PHOSPHOROUS | 439888 | 6
| LAMP(BULB ONLY)MCM | 439495 | 6
02-05-00164 | SPARE PARTS-BASIC MODULES
| PERI-PUMP,DAUBLE | 668166 | 18
| SAMPLE PUMP CARTRIDGE | 669859 | 9
| QUAD - RING,90 OL | 879458 | 24
| SAMPLE PUMP CARTRIDGE 180 OL | 669861 | 9
| QUAD- RING,180 OL | 879502 | 24
| PRE HEATER BUN/GLU | 651760 | 12
| REACTION CUP BUN/GLU | 651938 | 12
| ANALOG BOARD BUN | 654190 668630 | 6
| HARNESS BUN | 668439 | 6
| ANALOG BOARD GLU | 654189 668620 | 6
| HARNESS GLU | 668435 | 6
| REACTION CUP NA/K | 668192 | 6
| ANALOG BOARD NA/K | 654191 668640 | 9
| HARNESS NA/K | 668438 | 9
| RETAINER NUT NA/K | 668123 | 27
| ANALOG BOARD CL | 654193 668660 | 6
| HARNESS CL | 668436 | 6
| Pre- HEATER CRE/TP/AMY /PHOS | 668041 | 18
| REACTION - CAP CRE/TP/AMY /PHOS | 669808 | 18
| DETECTOR ( 520 NM ) CRE/AMY | 668057 | 12
| ANALOG BOARD CRE | 654194 668670 | 6
| HARNESS ALI COLORIMETRIC | 668443 | 30
| DETECTOR ( 5X5 NM) TP/DBIL | 668288 | 12
| ANALOG BOALRD TP | 654238 669280 | 6
| DETECTOR ( 600 NM ) ALB | 669426 | 3
| ANALOG BOARD ALB | 654259 669410 | 3
| REATION - CUP TBIL /CA/DBIL | 669807 | 12
| DETECTOR (530 NM) TBIL | 669438 | 12
| ANALONG BOARD TBIL | 654201 669440 | 15
| ANALONG BOARD AMY | 654288 669140 | 3
| PRE. HEATER CA/DBIL | 669950 | 6
| DETECTOR (580 NM) CA | 669778 | 6
| ANALONG BOARD CA | 654291 669770 | 3
| ANALOG BOARD DBIL | 654423 671990 | 3
| DETECTOR ( 365 NM) PHOS | 439453 | 6
| ANALOG BOARD PHOS | 439420 | 6
| STIRRER MOTOR 720 RPM | 668648 | 9
| STIRRER MOTOR 900 RPM | 669662 | 9
| STIRRER MOTOR 1200 RPM | 668647 | 9
| PERI - PUMP , SINGLE | 668040 | 30
| TEMPERATUR , CONTROL BOARD | 654279 668840 | 18
| BASE - HEATER HEATED CHEMISTRIES | 651755 | 18
| BASE - PLATE NO HEATER | 669977 | 18
| RETAINER, PHOTO - TUBE | 668043 | 18
| LITE - PIPE, LONG W/RETAINER | 668051 | 18
| LITE - PIPE , SHORT W/RETAINER | 668052 | 18
| SOLENID , SAMPLE PUMP | 668110 | 12
02-05-00165 | SPARES - ELECTRONIC COMPARTMENT
1- BOARD
| CPU Jll | 654359 669900 | 12
| 12K RAM J 12 - J16 | 654257 669580 | 12
| COMMUNICATION J17 | 654248 669650 | 12
| SYSTEM CONSOLE J10 | 654358 669800 | 12
| STATUS DETECTOR J8 | 654216 668950 | 6
| ADS J22 | 654219 668750 | 12
| T-TABLE / EASHCUP J7 | 654217 665792 | 6
| TRANSPORT DRIVE J 6 | 654220 668740 | 6
| SAMPLE PUMP J 5 | 654224 668680 | 6
| PUMP DRIVE J1 - J4 | 654128 668770 | 36
2- TRANSPORT
| MICRO - SWITCH | 834871 | 24
| GEAR , SAMALL | 666213 | 12
| GEAR , LARGE | 667281 | 12
| MOTOR ( LEFT / RIGHT ) | 668211 | 6
| MOTOR ( CRANE / PROBES) | 668347 | 6
| HARNESS, TRANSPORT OPTICS | 668459 | 6
| OPTICAL SENSORS | 668783 | 42
| PROBE ARM , LOWER | 669724 | 12
| PROBE ARM , UPPER | 668021 | 12
| PROBE GUIDE | 668079 | 12
3- POWER SUPPlIES
| + 5V | 668577 | 6
| - 5V | 668578 | 6
| + 12V | 668579 | 6
| - 12V | 668580 | 6
| - ,+ 15 V | 668581 | 6
4-TURN TABLE
| TTABLE , SAMPLE CHANGER | 654232 668320 | 6
| SAMPLE TRAY | 668341 | 6
| SAMLP LE CUP HOLDER ( CLAMPS - 40 PCS ) | 665948 | 24
| ARM , ADJ | 665932 | 18
| COVER , SAMPLE TRAY | 668499 | 24
5- DOS BOX
| DISK CONTROLLER BOARD | 669609 | 12
| DISK DRIVE S | NEW !! | 12
| DISKETTES VERSION 300 + (ALL) | COPIES | 900
COPIES
6- KEYBOARD
| KEYBOARD | 654233 668420 | 3
| KEY - SWITCHES | 895231 | 60
| LED ALARM DRIVER | 654247 668970 | 12
7- CRT
| ADDS | 654243 657039 | 12
02-05-00166 | SPARES ENZYMES & MCM SYSTEMS
| PERI- PUMP , TRIPLE E/M | 654537 439285 | 6
| CAROUSEL ASSY E | 654559 657065 | 9
| CAROUSEL ASSY M | 439425 | 3
| PRE - AMP ( 405 NM) E | 657591 | 27
| PRE - AMP ( 340 NM ) E | 657592 | 27
| PRE- AMP ( 500 NM) M | 439466 | 12
| LOG LSIM BOARD E /M | 654541 439275 | 6
| FAN , CAROUSEL E/M | 439112 | 12
| ELEVATOR ASSY E | 654536 439140 | 6
| ELEVATOR ASSY M | 439480 | 3
| ELEVATOR SENSOR BOARD E | 654552 657540 | 6
| ELEVATOR SENSOR BOARD M | 439480 | 3
| MOTOR ASSY , MIXES E | 439154 | 3
| BLOCK ASSY , PROBE E | 439180 | 6
| MOTOR , ELEVATOR E/M | 439109 | 9
| BOARD , 1/O/ CONVERSION E/M | 657353 | 12
| BOARD , PROCESSOR E/M | 654546 657310 | 9
| BOARD , COUSIN E/M | 654550 657520 | 9
| BOARD , HEATER CONTROL E/M | 654555 439355 | 9
| BOARD , ELEVATOR CONTROL E/M | 654551 657530 | 9
| POWER SUPPLY , 28 VDC E/M | 654556 657080 | 6
| POWER SUPPLY , 12 VDC E/M | 895334 | 6
| DISPENSER ASSY . E/M | 654539 439960 | 27
| DISPENSER ASSY TRIG | 439660 | 9
| HARNESS HEATER CONTROL 12V | 667316 | 6
| HARNESS HEATER POWER | 657363 | 6
| HARNESS LAMP POWER SUPPLY | 439509 | 6
| HARNESS ELEVATOR SENSOR | 657319 | 6
| CABLE I/O BUS | 657313 | 6
| CABLE ANALOG BUS ( M7) | 439174 | 6
| CABLE ANALOG BUS ( M8 ) | 439382 | 6
| CABLE DIGITAL BUS | 657318 | 6
| HARNESS AC TO 28 VDC POWER SUPPLY | 439264 | 6
| HARNESS FOR 28 VDC | 439156 | 6
| HARNESS FOR 12 VDC | 439172 | 6
02-05-00167 | SPARE PARTS FOR AUTO - ANALYZER CL12
| SAMPLE CUP | 038-00259 | 450
| PIPETTER PACKING | 20460031 | 18
| DITTUTER PACKING | 204-62320 | 36
| PISTON HEAD | 204-62404 | 36
| GLASS TUBE | 200-93029-01 | 12
| LAMP 1 | 204-62862-01 | 18
| LAMP 2 | 204-62862-02 | 18
| FLOPPY DISC |  | 18
| GUIDE HOLDER | 204- 62234-01 | 6
| GUIDE HOLDER | 204 - 62234-02 | 6
| COMPRESSION SPRING | 204-62260 | 12
| CARRIER COMPRESSION SPRING | 204- 62278 | 6
| TIMING BELT | 200- 61024 | 6
| MINI- SYRCHNO- BEIT |  | 6
| CYLINDOR ASSEMBLY | 204 -62303 | 12
| CYLINDER ASSEMBLY | 204 - 62306 | 12
| PLUNGER ASSEMBLY | 204- 62308 | 6
| PLUNGER ASSEMBLY | 204 - 62311 | 6
| ELECTRO - MAGNETIC VALVE | 204-62349 | 18
| TEFLON HALF - UNION | 035-60032 | 12
| VALVE HEAD | 204-62403 | 36
| VALVE HEAD | 204 - 62417 | 36
| CYLINGER ASSSEMBLY | 204 - 62306 -01 | 18
| O - RING 4CPS | 036-11003 | 30
| O- RING 1APQ | 036-10207 | 30
| ELECTRO - MAGNETIC VALVE | 204-62341 | 18
| ELECTRO - MAGNETIC VALVE | 204-62341-01 | 18
| SSR | 065- 68201 | 9
| DIOD LED - 3ARI |  | 18
| TEFLON CONNECTOR | 035- 60034 | 18
| TEFLON CONNECTOR | 204- 62481 | 18
| TEFLON CONNECTOR | 204- 62419 | 30
| TEFLON CONNECTOR | 204- 66033 | 30
| FILTER | 204-62435-01 | 12
| FILTER | 204- 62435-02 | 12
| REACTION TUBE | 0-38-00190 | 18
| NUT - CUP | 023-33140 | 45
| WASH ER | 023-37040 | 6
| REACTION TUBE PLATE | 204-62627-01 | 6
| REACTION TUBE PLATE | 204-62627-02 | 6
| RUBBER - CEPTUM | 204-62744 | 6
| VALVE ASSEMBLY | 204- 62839 | 12
| TEFLON CONNEETOR | 035-60035 | 30
| FLOW CELL | 200-66536-01 | 3
| TEFLON TUBE | 016-37502 | 6
| TEFLON TUBE | 016-37503 | 6
| POLYETHYENE TUBE | 016-43202 | 3
| HEATER |  | 3
| NOZZLE OF FLOW CELL | 204 - 62533 | 3 set
| PHOTO - MICROSENSOR EE - S3 | 061- 71502 | 3
| PHOTO - MICROSENSOR EE - S5 | 061-71503 | 3
| THERMO - SENSOV | 200- 65031 | 3
| SOLD STATE RELAY (SFLODMI ) | 065-68135 | 12
| SOLENOIDE VALVE ASSY OF PHOTOIMETER | 204- 62502 | 24
| PANEL CONTRAL 1 | 204-63139 | 3
| PANEL CONTROL 2 | 105-14461-20 | 3
| SOLENODE VALVE ASSY FOR DISPENSER | 204- 62021 | 12
| ION EXCHANGE RESIN FOR MINICLIER | 15 KG | 150 KG
| THERMOSTAT | 200-78004 | 3
| FAN | 042- 60089 | 3
| FLOW CELL ASSY (A) | 204- 62878-01 | 3
| FLOW CELL ASSY (B) | 204-62878-02 | 3
| SAFETY VALVE FOR COMPNESSOR |  | 3
| SOLENOID VALVE | 204-62341-01 | 9
| SOLENOID VALVE | 204- 62341 | 9
| JOINT | 035- 66033 | 30
| JOINT | 035- 66034 | 30
| INSERT | 204- 62418 | 18
| O-RING | 036- 10202 | 45
| RUBBER - HOSE 9.5 X 6.5 mm | 016- 02210 | 9
02-05-00168 | CONSUMUBLE FOR MICROLYZER ,AUTOANALYZER & AA2
| SERVO EMPLIFIER | EACH | 42
| PUMP TUBE (GRN-GRN) | 1 X 12 | 240
| PUMP TUBE (ORN-YEL) | 1 X 12 | 120
| PUMP TUBE (ORN-GRN) | 1 X 12 | 120
| PUMP TUBE (WHT-WHT) | 1 X 12 | 120
| PUMP TUBE (RED-RED) | 1 X 12 | 120
| PUMP TUBE (BLK-BLK) | 1 X 12 | 180
| PUMP TUBE (ORN-ORN) | 1 X 12 | 120
| CHART PAPER | EACH | 1200
| MEMBRANE | 1 X 12 | 1200
| BLUE TUBING | M | 1200
| RED TUBING | M | 1200
| BLACK TUBING | M | 3000
| HEATING BATH 37C | EACH | 30
| DRIVE BELT | EACH | 120
| HEATING BATH 90C | EACH | 30
| MEMBRANE PREMOUT | 1 X 12 | 450
| SAMPLE CUPS 2CC | 1000 | 60000 for each
| SAMPLE CUPS FOR MICROLAYZER 1CC | 1000 | 6
| SAMPLE PROBE FOR AA2, MICROLAYZER & AUTOANALYZER |  | 90
| (T) CONNECTOR A10 |  | 75
| INJECTOR FITTING |  | 60
| 3-WAY INJECTOR |  | 75
| TUBE GLASS |  | 75
| COIL GLASS 20T |  | 30
| COIL GLASS 5T |  | 30
| TUBE , GLASS (ANGLE) |  | 60
| TUBE , GLASS(STRAIGHT) |  | 60
| HEATING BATH 90 C-H COIL FOR (BUN) |  | 30
| HEATING BATH 37 C FOR(G/U) |  | 30
02-05-00169 | Colorimeter
| LOG-RATIO BOARD |  | 15
| EMPLIFIER BOARD |  | 15
| FLOW CELL (0.1,2) ml |  | 15
| FILTER FOR GLUCOSE,BLOOD UREA, TOTAL BROTINE ,CALCUIM ,PHOSPHOROS, CREATININ |  | 15 of each
02-05-00170 | Recorder
| PEN (LONG) WITH WIRE |  | 30
| PEN (SMALL) WITH WIRE |  | 30
| EMPLIFIER BOARD |  | 15
| PEN ASSEMBLY TUBING |  | 6 packet
| PRIMING BULB |  | 150
| CHART PAPER FOR AA2 |  | 1800
| CHART PAPER FOR MICROLYZER |  | 450
| CHART PAPER FOR AUTOANALYZER |  | 300
| INK (RED) |  | 300 (10ml BOTTLE OF EACH)
| INK (GREEN) |  | 300(10ml BOTTLE FO EACH)
02-05-00171 | ELECTRO -NYSTGMOGRAPHY
| NEEDLES |  | 12 SET
02-05-00172 | (ECG, PULS MONETOR ) FOR PATIENTS
| PATIENT CABLE |  | 24
02-05-00173 | FLAME PHOTOMETER CORNING EEL
| galvanometer |  | 600
| Filter - NA |  | 300
| Filter –k |  | 300
| Atomizer compete |  | 600
| Mixing chamber cover |  | 300
| Mixing chamber compete |  | 150
| Air compressor |  | 90
| repairing kit for air compressor |  | 60
02-05-00174 | Spare parts for DS 521
| Patiert cable |  | 345
Spare Parts
02-05-00175 | 1-ophthalmoscopes NO.50 CO.dualite-keler
| Lamps |  | 450
02-05-00176 | 2-Retinoscopes NO.50 Model:Hsrz CO.:Hewe
| Lamp.G1803 |  | 450
02-05-00177 | 2-Retinoscopes NO.50 Model:Hsrz CO.:Hewe
| Battery3.6v 14h rs/7.5ma |  | 450
02-05-00178 | 3-Operating microscopes NO. 8 Co:Heraeus
| Lamp. |  | 315
02-05-00179 | 4-operating microscope(floor mounted) NO.8 Co.:Heraeus W.Germany
| Lamp. |  | 135
02-05-00180 | 5-Ultra-soundinst NO.:2 Co.:ophtascan-b-c
| prop.Gk |  | 24
02-05-00181 | 6-Coutary NO.10 Model: Aesculap
| prop.Gk 670 |  | 30
02-05-00182 | 7-Craiometer NO.2 Co:Top con
| prop |  | 6
02-05-00183 | 8-Biometery NO.15 Model:LM-6 Co. Topcon
| Lamp.Lm8802 |  | 90
02-05-00184 | 9-Vitrectom NO.1 Co.Laser Fotoco AgUL aDOR
| Prop |  | 12
02-05-00185 | 10-kATFORD NO.3 Co.KELER
| Footswitch |  | 9
02-05-00186 | 11-Opntaloscopes NO.50 Co.KELER
| Lamps. 3.8v |  | 600
02-05-00187 | 12-Endolaser Aircoold NO.4 Model:142941 zeiss Co.:London
| Laser Tube |  | 24
| Lens |  | 30
02-05-00188 | 13-Customunit(L/L) NO.20 Co. Topcon
| Lamp.G/903 |  | 300
02-05-00189 | 14-Leser screen NO.4 CO.:Hamblin
| Lamp. |  | 30
02-05-00190 | 14-Leser screen NO.4 CO.:Hamblin
| Footswitch |  | 12
02-05-00191 | EQUIPIT : THROMPO COUNTER (PLATE CELL COUNTER)
MODEL : BL 100
MANUFACTURE : TOJAKY
QUANTITY : 13
SITE : ALL GOVERNERATES
| ELECTROD |  | 15
| TUBES |  | 15
| SOLNOD VALVE |  | 15
| PUMP |  | 15
02-05-00192 | EQUIPIT : MICROSCOP (FOR OPERATING THEAUTER)
MODEL : CB 500
MANUFACTURER : TOPCON
QUANTITY : 13
SITE : ALL GOVERNERATES
| CAMERA |  | 3
| ADAPTER |  | 3
| SET OF LENSES |  | 12
02-05-00193 | EQUIPIT : ECG
MODEL : EK 41
MANUFACTURER : HEILLGA
QUANTITY : 50
SITE : ALL GOVERNERATES
| POWER SUPPLY PCB |  | 30
| SET OF PCB S |  | 30
| PATIENT CABLE |  | 150
02-05-00194 | EQUIPIT : MONITER
MODEL : SMS 104
MANUFACTURER : HEILLGA
QUANTITY : 50
SITE : ALL GOVERNERATES
| H.V PCB |  | 15
02-05-00195 | EQUIPIT : PH - METER
MODEL : 3
MANUFACTURER : CORNING
QUANTITY : 3
SITE : BAGHDAD
| ELECTRODE |  | 6
02-05-00196 | EQUIPIT : MANGNETIC STIRRER
MODEL :
MANUFACTURER : GALLEN KAMP
QUANTITY : 2
SITE : BAGHDAD
| HEATER |  | 6
02-05-00197 | EQUIPIT : COOLED AIR INCUBATOR
MODEL :
MANUFACTURER : GALLEN KAMP
QUANTITY : 2
SITE : BAGHDAD
| PC BOARD |  | 6
02-05-00198 | EQUIPIT : ECOLYZER
MODEL :
MANUFACTURER : ENERGETIC SCIENCE
QUANTITY : 3
SITE : BAGHDAD
| PC BOARD |  | 9
| MERCERY CELL C-CIZE |  | 18
| NC BATTERY C-SIZE |  | 18
| TRANSFORMER |  | 3
| SENSOR (ELECTRO-CHEMICAL) |  | 60
02-05-00199 | EQUIPIT : CO – METER INDICATOR
MODEL : 70
MANUFACTURER : MSA
QUANTITY : 3
SITE : BAGHDAD
| SENSOR |  | 18
| MURCERY BATTERY |  | 6
| BATTERY BACK |  | 6
02-05-00200 | EQUIPIT : VENTILATOR
MODEL : 8403300
MANUFACTURER : DRAGER
QUANTITY : 10
SITE : ALL GOVERNERATES
| PATIENT CONNECTION TUBES |  | 180
02-05-00201 | EQUIPIT : PACE - MAKER
MODEL : 250 C/E
MANUFACTURER : CARDIC - CORPORTOR
QUANTITY : 10
SITE : ALL GOVERNERATES
| ELECTROD |  | 450
| CAFFETER |  | 450
| CANULA |  | 450
02-05-00202 | EQUIPIT : CHLORID METER
MODEL :
MANUFACTURER : EEL
QUANTITY : 50
SITE : ALL GOVERNERATES
| ELECTRODE |  | 30
02-05-00203 | EQUIPIT : BLOODGAS ANALYZER
MODEL : 949 & 2
MANUFACTURER : AVL & ABL
QUANTITY : 15
SITE : ALL GOVERNERATES
| ELECTROD |  | 150 SET /EACH
02-05-00204 | EQUIPIT : ENDOSCOPE
MODEL :
MANUFACTURER : FUJENON
QUANTITY : 26
SITE : ALL GOVERNERATES
| FRONT END COVER |  | 15
02-05-00205 | EQUIPIT : UITRASOUND
MODEL : SSD 256
MANUFACTURER : ALOKA
QUANTITY : 13
SITE : ALL GOVERNERATES
| POWER SUPPLY PCB |  | 30
| OUTPUT PCB |  | 30
| PROB SECTOR – LINEAR |  | 78 set
02-05-00206 | EQUIPIT : GALVANIC
MODEL : RABO
MANUFACTURER : SIEMENCE
QUANTITY : 13
SITE : ALL GOVERNERATES
| PROB |  | 15
| SELECTOR SWITCH |  | 15
| OUTPUT PCB |  | 15
02-05-00207 | EQUIPMENT : ANESTHETIC TROLLY & VENTELATOR
MODEL : SULLA 808
COMPANY\ MANUFACTURER: DRAGER / 1989
QUANTITY : 30
SITE : MEDICAL CITY HOSPITAL
| VENTILOG | 84 04 500 | 15
| PRESSARE REGALATOR | 84 027 45 | 75
| 312 WAY VALUE |  | 75
| VESSEL | 84 046 75 | 75
| VESSEL | 84 04673 | 75
| AMPLIFIER RELAYS | M 25716 | 150
| AMPLIFIER RELAYS | M 22260 | 150
| CENTRAL VALVE | 84 04680 | 75
02-05-00208 | EQUIPMENT : SUCTION PUMP
MODEL : AMEDA EGNELL UNIVERSAL 45
COMPANY\ MANUFACTURER: AMEDA
QUANTITY : 30
SITE : MEDICAL CITY HOSPITAL SHAHEED ADNAN
| CYLINDER COMPUNIVERSAL 45 | 99110411 | 90
| CRANK COMPL. UNIVERSAL 45 | 99110511 | 45
| CYLINDER SUPPORT | 45113511 | 45
| FLANGE RIGHT | 36115111 | 45
| FLANGE LEFT | 36113611 | 45
| GEARING MOTOR 220 V / 50HZ | 86405011 | 45
| SAFTY RING | 372202 | 180
| BALL BEARING | 823011 | 90
02-05-00209 | EQUIPMENT : ELECTRO SURGICAL UNIT
MODEL : TD 311
COMPANY\ MANUFACTURER: ESCHMANN / 1989
QUANTITY : 30
SITE : MEDICAL CITY HOSPITAL SHAHEED ADNAN
| PCB , DRIVE TD – DO | 697853 | 180
| PCB , LOGIC , TD – LO | 697859 | 180
| PCB , POWER CONTROL TD – PO | 697851 | 180
| PCB , CONTROL OSCILLATOR & FANE | 697855 | 180
| PCB , POWER AMPLIFIER TD – PA |  | 180
| TRANSFORMER T 801 | 697721 | 120
| TRANSFORMER T 802 | 697824 | 120
| GENERATOR TD – OSC |  | 180
02-05-00210 | EQUIPMENT : CENTERFUGE
MODEL : MINOR 35
COMPANY\ MANUFACTURER: MSE / ENGLAND
QUANTITY : 20
SITE : MEDICAL CITY HOSPITAL: LABROTARY
| MOTOR |  | 90
| TIMER |  | 90
| SPEED CONTROL |  | 90
| CONTROL PCB |  | 45
| BRUSHES |  | 450
02-05-00211 | EQUIPMENT : DELIVERY MONITOR
MODEL : FM3R
COMPANY\ MANUFACTURER: SONICAID
QUANTITY : 3
SITE : MEDICAL CITY HOSPITAL BAGHDAD
| ULTRA SOUND TRANSDUCER LEMO - FGG - 2B |  | 18
| CONTRACTION STYLES FOR Z FOLD RECORDER |  | 9
| ULTRA SOUND STYLES FOR Z FOLD RECORDER |  | 9
02-05-00212 | EQUIPMENT : GAMMA COUNTER
MODEL : RIA COUNTER 1200
COMPANY\ MANUFACTURER: MOLSGAARD. SCANEZ / DENMARK
QUANTITY : 1
SITE : MEDICAL CITY HOSPITAL
| SCINTILLATION DETECTOR | 1.25 MW
|  | 1.25 / 1.5 | 12
| POWER SUPPLY P.C.B | POWER LAB
|  | POL 330 | 3
| HIGH VOLTAGE POWER SUPPLY |  | 3
| INTERFACE BOARD I |  | 3
| INTERFACE BOARD II |  | 3
| MICROPROCESSOR |  | 3
| SCALOR / ANALYZER BOARD |  | 6
02-05-00213 | EQUIPIT : BLOODGAS ANALYZIER
MODEL : 949 & 2
MANUFACTURER : AVL & ABL
QUANTITY : 15
SITE : ALL GOVERNERATES
| ELECTROD |  | 150 SET / EACH
02-05-00214 | EQUIPIT : ENDOSCOPE
MODEL :
MANUFACTURER : FUJENON
QUANTITY : 26
SITE : ALL GOVRNORATES
| FRONT END COVER |  | 15
02-05-00215 | EQUIPIT : UITRASOUND
MODEL : SSD 256
MANUFACTURER : ALOKA
QUANTITY : 13
SITE : ALL GOVERNERATES
| POWER SUPPLY PCB |  | 15
| OUT PUT PCB |  | 15
| PROB SECTOR – LINEAR |  | 39 set
02-05-00216 | EQUIPIT : GALVANIC
MODEL : RABO
MANUFACTURER : SIEMENCE
QUANTITY : 13
SITE : ALL GOVERNERATES
| PROB |  | 15
| SLECTOR SWITCH |  | 15
| OUT PUT PCB |  | 15
02-05-00217 | EQUIPIT : APNEA MONITOR
MODEL :
MANUFACTURER : VICKERS
QUANTITY : 100
SITE : ALL GOVERNERATES
| SENCOR ( CHIMICAL CELL ) |  | 300
02-05-00218 | EQUIPIT : OXYGEN MONITER
MODEL : IMED 825
MANUFACTURER : INEDSA
QUANTITY : 50
SITE : ALL GOVERNERATES
| SENCOR ( CHIMICAL CELL ) |  | 300
02-05-00219 | EQUIPIT : OXYGEN ANALIZER
MODEL : EO 100
MANUFACTURER : AIR SHIELD
QUANTITY : 50
SITE : ALL GOVERNERATES
| SENCOR ( CHIMICAL CELL ) |  | 300
02-05-00220 | EQUIPIT : ULTRA SOUND
MODEL : SKI
MANUFACTURER : DOUBLOGRAPH
QUANTITY : 4
SITE : ALL GOVERNERATES
| PROB 3.5 MHZ |  | 9
02-05-00221 | EQUIPIT : TRACTION
MODEL :
MANUFACTURER : TRE - EZE MFG.CO.
QUANTITY : 5
SITE : ALL GOVERNERATES
| CONTROL PCB |  | 6
02-05-00222 | EQUIPIT : SHORT WAVE
MODEL : 306
MANUFACTURER : SIEMENCE
QUANTITY : 15
SITE : ALL GOVERNERATES
| OUT PUT POWER CABLE |  | 39
| TRETMENT HEAD ( PADES) |  | 108
02-05-00223 | EQUIPIT : SHORT WAVE
MODEL : RECO
MANUFACTURER : INTEMED
QUANTITY : 15
SITE : ALL GOVERNERATES
| OUT PUT CABLE & PADSE |  | 12
| ELECTRONIC VALVE |  | 12
02-05-00224 | EQUIPIT : ENDOSCOPE
MODEL :
MANUFACTURER : KARL STOZ
QUANTITY : 5
SITE : ALL GOVERNERATES
| FIBER GLASS LIGHT CONDUCTOR |  | 6
| LIQUID FILLED LIGHT CONDUCTOR |  | 6
| ADAPTERS |  | 6
02-05-00225 | EQUIPIT : REFLOMATE
MODEL : REFLOMATE
MANUFACTURER : BOCHRINGER
QUANTITY : 50
SITE : ALL GOVERNERATES
| TEST TUBE |  | 30
| STICK |  | 3000
02-05-00226 | EQUIPIT : PROTHROMBIN TIMER
MODEL : SSR
MANUFACTURER :
QUANTITY : 50
SITE : ALL GOVERNERATES
| THRMOBOPLASTIN |  | 30
| VIAL – POWER |  | 150
02-05-00227 | EQUIPIT : MICROWAVE
MODEL : MICRORADAR
MANUFACTURER : SIEMENS
QUANTITY : 50
SITE : ALL GOVERNERATES
| OUT PUT CABLE |  | 60
02-05-00228 | EQUIPIT : MICROWAVE
MODEL : KTM -250
MANUFACTURER :
QUANTITY : 50
SITE : ALL GOVERNERATES
| OUT PUT CABLE |  | 60
02-05-00229 | COMPANY NAME: S&W Medico Teknif A/S
Denmark
Hersted rang S.DK. 2620 A/berts lund
Telex: 3346 Eswe DK
Spare parts list for DC shook type S&W (DMS6001-21-3/4) and central station type S&W 8500/scope 8511, and DS 521
DC shook type S&W 600/12
| F. cell type 560.0002 for DMS 600/2.3.4 | 79910-6 | 300
| Pen type st for Scr 600/2.3.4 | 83430-9 | 75
| battery DMS 600/2/3/4 | 79405-7 | 450
| Patient cable | 75320-2 | 450
| Main transformer for CB600M | 83055-4 | 45
| Recorder unit | 83429-1 | 45
| Central Station Type S&W 8500 |  | 30
| MPU Board | 88860-7 | 24
| RAM Board | 88861-5 | 24
| Epron Board | 88862-3 | 24
| Time / Date Board | 88863-1 | 24
| Recorder Ampilfier | 88865-6 | 24
| Recorder inter face board | 88864-9 | 24
| Main transformer | 86049-4 | 24
| Pen motor | 84259-1 | 24
| Bed side inter facc board 180-1-0627 | 88884-7 | 30
Central station scope 8511/2
| Ampilifier board | 88877-1 | 21
| Ampilifier H.V.board | 83881-3 | 21
FLAME PHOTOMETER
CORNING EEL
| galvanometer |  | 600
| Filter - NA |  | 300
| Filter –k |  | 300
| Atomizer compete |  | 600
| Mixing chamber cover |  | 300
| Mixing chamber compete |  | 150
| Air compressor |  | 90
| repairing kit for air compressor |  | 60
Spare parts for DS 521
| Patiert cable |  | 45
02-05-00230 | EQUIPMENT: X-RAY UNIT
SHIMADZO CORRORATION
3- karda- nishikicho 1- chome- chiyoda
Tokyo 101 , Japan
Kyoto office
Nishinokyo- Kuwanorcho
Nakagyo- Ku
Kyoto GOH, Japan
Spare parts for x- ray unit type ED 150L
| MP selector | 501-66167-01 | 45
| EX- mode control- 10 | 501-637-74-01 | 45
| MA- control –10 | 501-634-71 | 45
| Sec- control -10 | 501-6332-17 | 45
| MA. compensation un | 501-62932 | 45
Spare parts for x- Ray-c-ARM-unit
| Generater with X-Ray tube type WHA- MO-125 |  | 45
Spare parts for X-Ray type MD-100P
| Generater with X-Ray type D- 185 |  | 45
| Condenser |  | 45
Spare parts for x-ray type SM- 125
| Condenser 3 uf 65kv complate | 500-0329-02 | 42
| Hightenton jenerator assy |  | 15
| Saftay moneter SFD |  | 12
Spare parts for x-ray unite type HD-1508-30
| X-Ray tube type h/2p |  | 18
| High voltage transformer D 1500-H-7 | 501-600090 | 12
| High voltage transformer B/F OB |  | 12
| MA control 30-p2 | 501-71617 | 45
02-05-00231 | EQUIPMENT: hemodialysis machine gambro- AK10
Adress : Gambro AB
p,o . Box 10101, S-220-10 lund
Telex 32144 lundeas , sweden
| Conduotirity cell DF/UDM | 101629 B | 165
| Prom | MA3826103 | 165
| Dip shunt | 100206004 | 60
| Dira kit | K13505001 | 30
| Power supply board DFM | K04538011 | 54
| Magnet vatre DF/OD | K12291001 | 75
| Control toglo board BMM | K12294003 | 54
| Motor control board DF/Y | K05918B | 30
| Blood leak detector DFM | K06163001 | 60
| Pump unit comp | K04585D | 165
| Trim adaptor | K06952002 | 12
| Interfare cable | B06225 | 45
| UDM valra | K05804A | 36
02-05-00232 | EQUIPMENT: The Wheel Chair Model 8AR20
Carter Company Ltd England
| CW4/10 24x13/8 tyres |  | 600
| CW4/1124x13/8 inner tubes |  | 600
| Cw1/68x1 selid tyres weel |  | 600
| CW5/16Bearing 24 wheel |  | 300
| BU1/35 Bach rest upholstery 8AR20 green |  | 600
| SU1/15J Seat upholstery 8AR20 green |  | 600
| SW2/15 Castor steam bearwg |  | 150
02-05-00233 | EQUIPMENT: DENTAL UNIT
MODEL: CHIRANA ERGOSTAR
Szechoslovakia- Chirana- Export
P-O- Box 221B, 921 75 Peestany
Spare Parts List For Dental Unit Type
Shipana Ergostar 905
| Complete motor for turnin H.P. |  | 330
| Angle handpiece for micro motor |  | 330
| Upper gear for angle H.P. |  | 180
| Pinton for angle H.P. |  | 180
| Clip for angle H.P. |  | 180
| Air button for syringe (green) |  | 285
| Water buttom for syringe (blue) |  | 285
| Ravo sculure (2.Hole) complete |  | 240
| Main board complete |  | 63
Spare parts for dental chair
| Norbine heinel piece complets |  | 105
| Norbine heinel piece complets motar |  | 105
| Micro motor angle hand piece |  | 165
02-05-00234 | EQUIPMENT: AUTOCLAVE
MODEL:YVE-46
COMPANY NAME: TAKZAWA
18488 :Hengo-2-ohome
Bvknkyo.KV,Tokyo ,Japan-
Cable addres Takizawaika-
telephone 711-9181
spare parts list for takizaea autoclave
| Heating elemnt 8KW,3PH |  | 600
| Thermostate for abov |  | 375
| Transformer 220/100 |  | 135
| Safty valve |  | 225
| Steam trap |  | 375
| Contactor 100V.40Amp |  | 90
02-05-00235 | EQUIPMENT :DENTAL UNIT
Mdchipa pharmaceutical Co.LTD
7Yotsuyal.Chome Shinjuku.Ku
Tokyo160 Japan
Spare parts list for dantol unit type pelmont compo 350
| Pana air turbine hand piece 4 holes |  | 405
| pana air turbine hand piece 2 holes |  | 405
| Complete cartridge for turbine H.P |  | 30
| Metal chuck for cartrd |  | 330
| Air motor complete |  | 315
| Angle hand piece complete |  | 330
| Caridge for angle H.P |  | 180
| Triple cor complete |  | 240
| Triple syring for triple syiple syring |  | 510
| Micro pilot valve M.P.V.(N.C) |  | 180
| Micro pilot valve M.P.V.(N.O) |  | 180
| Complete adaptor for turbine H.P (4 holes) |  | 312
Spare parts for dental chair for above
| Solenoid valve coil 220 V |  | 165
| UP. Down switch (black button) |  | 180
02-05-00236 | EQUIPMENT: ECG
NIhon Kohden
3-4 Nishiochiai 1- Chome
Shinjuku – Ku
Tokyo 161 Japan
| Patient cable BJ- 610E | 2833-000119 | 225
02-05-00237 | EQUIPEMENT: OPERATING LIGHT
.Takizawa Medical Instrument LTD
Chome , Eunkyo - Ku, Tokyo, Japan
Spare Parts List For Operation Light Type Takizawa
Spare Parts List For Operation Light Type Takizawa
| Bulb 24V, 50 W |  | 2550
| Light intensity centrol with nobe part no. NB335093 |  | 105
02-05-00238 | EQUIPMENT: OPRATING LIGHT
Warmax
Fezedsibliorstwo penatwe
Warszawa Wiloza 50152
P.O. Box 263, 272
Telex 814311
Poland
Spare parts List For Operation Light Type Warmax
| Miror Bulb 24 V, 40W |  | 4800
| Miror Bulb 24V, 35W |  | 4800
02-05-00239 | EQUIPMENT:OPRATING LIGHT
DD Dalalchi Shomet Co.LTD
Tokyo – Japan
| Halogen Bulb 24V. 50W Type H24501 |  | 5100
| Bulb 24V- 150W |  | 4800
| Hirrored Bulb 24V,50watt |  | 4800
| Mirrored Bulb 24V, 30watt |  | 4800
| Halogen Type DKK 24V, 50 Watt |  | 9000
02-05-00240 | EQUIPMENT :WHEEL CHAIR
Yamamoto Anil Co. LTD.
P.o. Box No. 600 Part
Kote , 651- 01
Japan
Spare Parts List For RG-16 Deluxe Wheel
Chain Pneumatic Caster Type
| Wheel 24”, Pneumutic |  | 9600
| Rubber for above |  | 9600
| Caster Complete 6” Solid |  | 9300
| Caster steam bearing |  | 1800
| Baek rest |  | 3600
| Seat |  | 3600
| Vidiocon (Camara Tube) for Shimadzu angiogaphy |  | 12
| Heater bath for Kodak automatic processor model M8 |  | 6
The following spare parts for shimadzu machines X- ray
High Tension type HD 150 B 10.2
| Circlex 0.3/0.8 P38 C- 42 |  | 18
| Circlex 1/2 P3c C-40 |  | 27
| Circlex 0-6/1/2 P38 C-40 |  | 24
| Circlex 0-8 P83 C-40 |  | 24
| Circlex 0-5/1 P33 C-40 |  | 24
| Power Boards Eschmann Electro- Surgical |  | 60
| Diathermy unit type TD |  | 33
| Halogen lamps for operating microsope zeiss OPM 1 163707 |  | 45
02-05-00241 | Spare Parts For Sterilzer Sakura HVA -M12:
| Motor valve MB-10 ½ |  | 6
| Motor valve MB -10 ¾ |  | 6
| Motor valve HMY -32H 3/8 |  | 6
| Solenoid valve for steam |  | 12
| Solenoid valve for water |  | 12
| Safety valve FB-4 ¾ |  | 12
| Pressure reducing -valve RD-3 1/2 |  | 12
| Timer Nsy 6M |  | 6
| Check valve T-125 ¾ |  | 12
| Check valve J islok |  | 27
| Check valve J125 ½ |  | 12
| pressure switch FPS-C103 |  | 12
| Thermo – sensor Rs-12 - MCD 10300- IEA- 2000 |  | 12
| Thermo – sensor Rx-P 100- 305 -B-0069-1 |  | 12
| Sprocket for motor |  | 12
| Sprocket for door |  | 12
| Thermo regulator |  | 12
| Solenoid valve for seal |  | 27
Motor for chair & transformer for dental equipment type yoshida
| TE-31 |  | 12
02-05-00242 | Solutions and S.P for technicon Laboratory Units.
| Bunacid | 4 x 900 ml | 300
| Bun Color reagent | 2 x 4 L | 300
| Glu-Cient | 1 x 6 L | 300
| BRIJ 35% | 1 L | 75
| Servo Emplifier | each | 21
| Pump tube (GRN-GRN) | 1 x 12 | 120
| Pump Tube (ORN-YeL) | 1 x 12 | 60
| Pump Tube (ORN-GRN | 1 x 12 | 60
| Pump Tube (wht-Wht | 1 x 12 | 60
| Pump Tube (Red-Red) | 1 x 12 | 60
| Pump Tube (BLK-BLK) | 1 x 12 | 90
| Pump Tube (ORN-ORN) | 1 x 12 | 60
| Chart paper | each | 600
| Membrane | 1 x 12 | 600
| Blue tubing | M | 600
| Red Tubing | M | 600
| Black tubing | M | 1500
| Heating bath 37C | each | 15
| Heating bath 90C | each | 15
| Drive belt | each | 60
| Standard solution for urea & sugar |  | for one year
02-05-00243 | SPARE PARTS FOR DENTAL UNITS FROM W&H/ AUSTRIA
| Screen |  | 600
| Cuspidor |  | 60
| Gasjet ( ceramic cuspidor) |  | 300
| Cuspidor adaptor |  | 90
| Switch 8121 J81 |  | 30
| Filter handle |  | 90
| Outlet nipple |  | 150
| Nipple of suction hose, small |  | 150
| Water collector |  | 150
| Timer PCB 1128-2 |  | 60
| Chuck of the microvac |  | 90
| Cup |  | 90
| Filter controller air |  | 90
| Air filter |  | 6000
| Cup for filter cont |  | 1800
| Filter controller water |  | 90
| Magn valve burgert 211/A |  | 300
| Fuse base |  | 600
| Main switch |  | 150
| Transfor |  | 30
| Spring |  | 300
| Micro coupling omron 5-GL |  | 150
| Grip of the foot control |  | 150
| Autochip PCB 860115 |  | 120
| Axle |  | 150
| Adapter shank ral 9002 |  | 150
| Slide plate |  | 150
| Washer DIN 2993 B DIA8.2/16x0.6 |  | 150
| NUT DIN 937 M8 |  | 150
| Instrument sensor PCB 106-10-08A |  | 150
| Spring |  | 60
| Stop cover |  | 150
| Support, Black |  | 60
| Console PCB PN 1118 |  | 150
| Magn vale M-300-C-01 |  | 30
| Lid |  | 30
| Closing membrane |  | 60
| Upper chamber |  | 30
| Cone |  | 30
| Emergency switch |  | 30
| Gasget |  | 120
| Axle |  | 30
| Nut |  | 60
| Middle bottom |  | 30
| Lower chamber |  | 30
| Draining membrane |  | 60
| Bottom valve |  | 60
| Binding clasp |  | 300
| Rubber knob |  | 60
| Rubber spring |  | 3000
| Lower piece |  | 150
| Return dowel |  | 150
| Return spsring |  | 150
| Inlet Cap |  | 150
| Pushing knob for micro |  | 300
| Hose coupling |  | 150
| Magn valve burgert M300 C-10.6 |  | 150
| Micro switch omron SS-5 GL |  | 150
| Quick connection elite |  | 150
| Adjusting knob 0711 M 8x30 |  | 150
| Finger screw M 5x25 |  | 600
| Module PCB 1122 |  | 150
| Instrument holder |  | 150
| Adjusting piece for inst. holder |  | 150
| Attaching piece for inst. holder |  | 150
| Turbing tube 4 hole miltix |  | 600
| Tube piezoma, black |  | 30
| Power piezomatic |  | 60
| Power potantiometer |  | 60
| Handpiece piezomatic |  | 60
| Piezomatic TIP no.1 |  | 120
| Piezomatic TIP no.2 |  | 120
| Piezomatic TIP .no.3 |  | 120
| Syringe 3 way pen straight |  | 150
| Gas spring 90 nly the endo |  | 600
| Closing membrane |  | 30
| Plug |  | 60
| Barromg F:PAT |  | 60
| Gasket |  | 60
| Bottom membrance |  | 150
| Binding clasp |  | 60
| Halogen lamp |  | 1500
02-05-00244 | SPARE PARTS FOR W&H INSTRUMENTS
| Spare rotor cap. |  | 600
| Push botton cpt. |  | 300
| Red gear cap. |  | 180
| Ball bearing |  | 300
| Chuck |  | 300
| Threaded axle cple |  | 150
| Ball bearing |  | 1200
| Claw sleave CPL. Green |  | 300
| Rotor blace |  | 300
| 26900 W&H service oil |  | 90
| Spray cap for roto quick system |  | 180
| 20361 Spray cap with nozzle only |  | 300
| 20529 Spray cap for turbines series 300 |  | 300
| 26805 Package of each on bottle oil& cleaning LIQ. |  | 300
| 20382 Spray cap for handpices & contra angles |  | 300
| Cluch sheeth |  | 450
| Coupling seal |  | 300
| Rotor without ball bearing |  | 300
SPARE PART FOR ELCO MODEL 5018
| Rotor cpl. with magnet |  | 30
| Contact spring |  | 15
| Ball bearing |  | 75
| Spring washer |  | 30
| Spare disc |  | 30
| Sheeth |  | 30
| Dog |  | 45
| Spring band cpl. |  | 30
| Threaded ring |  | 15
| Shield |  | 30
| Carbon brush |  | 150
| Nazzle apl. |  | 9
| Loupler plua |  | 9
| Motor sheath |  | 15
| Nazzle apl. |  | 45
| U- ring por 11.555 |  | 45
| Chuck 02,35 mm |  | 45
| Safety ring |  | 15
| Ball bearing |  | 75
| Seal pack cpl. |  | 30
| Sheath cpl. |  | 24
| Stop sheath |  | 30
| Nut for 11.563 |  | 30
| D- Ring |  | 15
| Bearing sheath |  | 15
| Screw for sheath |  | 150
| Theaded log |  | 30
| Spring washer |  | 30
| Back pressure spring |  | 30
| Slide ring |  | 9
| Shim |  | 15
| Shaft cpl. |  | 30
| Shaft |  | 15
| Spring ring |  | 30
| Spring pressure ring |  | 9
| Spring |  | 15
| Sheath |  | 15
| Pin for 11.577 |  | 150
| Flexible shaft cpl. |  | 30
| Pin for dog |  | 150
| Dog |  | 75
| Cleaning brush |  | 15
| Small bottle oil , 50 gr |  | 30
| Spnner |  | 15
| Handpiece stand |  | 9
| Chuck spanner for 2,35mm |  | 15
02-05-00245 | SPARE PART FOR DENTAL LAP. HP. CAT.NO.150
| 6670 Sheath |  | 75
| 6671 Nozzle |  | 75
| 6672 Pulley protection |  | 75
| 6673 Frame part |  | 150
| 6674 Shaft |  | 75
| 6675 Ball bearing |  | 150
| 6680 Ball bearing |  | 150
| 6685 Seeger sirclip ring |  | 75
| 6687 Adjsting nut |  | 150
| 6688 Safety ring |  | 75
| 6689 Knurled ring |  | 150
| 6690 Threaded axle cpl. |  | 150
| 6691 Thrust bearing |  | 150
| 6692 Grip ring |  | 150
| 6693 Threaded pin |  | 150
| 6683 Chuck 2,35mm |  | 300
| 6682 Chuck 2,35 mm |  | 300
| Flexible cable for kavo motors |  | 150
02-05-00246 | SPARE PARTS FOR KAVE DENTAL UNIT MONDIAL 1032 S
| 201 8081 |  | 45
| 573 3972 |  | 15
| 200 0241 |  | 75
| 573 3962 |  | 15
| 201 8067 |  | 45
| 573 2341 |  | 15
| 210 1201 |  | 15
| 200 6125 |  | 75
| 210 1262 |  | 30
| 210 7035 |  | 75
| 210 2402 |  | 30
| 200 6026 |  | 75
| 201 8065 |  | 45
| 200 0457 |  | 75
| 200 6135 |  | 60
| 201 8117 |  | 30
| 200 6316 |  | 30
| 220 7917 |  | 30
| 200 6133 |  | 75
| 200 6124 |  | 75
| 210 2582 |  | 75
| 200 6510 |  | 75
| 245 5023 |  | 15
| 200 6226 |  | 75
| 734 0792 |  | 30
| 258 6010 |  | 30
| 220 1459 |  | 9
| 201 7020 |  | 60
| 201 8030 |  | 45
| 734 0881 |  | 9
| 210 3262 |  | 75
| 202 6031 |  | 15
| 764 7402 |  | 15
| 764 7302 |  | 15
| 764 7412 |  | 9
| 764 7652 |  | 9
| 200 6135 |  | 135
| 200 0457 |  | 45
| 201 8117 |  | 30
| 200 0458 |  | 45
| 200 6316 |  | 45
| 764 6311 |  | 30
| 764 0703 |  | 30
| 764 6331 |  | 15
| 220 0816 |  | 30
| 200 6315 |  | 45
| 210 2892 |  | 30
| 200 6404 |  | 45
| 210 3782 |  | 30
| 764 3982 |  | 30
| 226 9119 |  | 30
| 200 6012 |  | 45
| 516 3382 |  | 75
| 211 7181 |  | 30
| 573 2301 |  | 30
| 200 6110 |  | 150
| 516 7680 |  | 45
| 728 7680 |  | 30
| 728 2512 |  | 30
| 728 2481 |  | 30
| 728 2452 |  | 15
| 728 2422 |  | 30
| 516 5240 |  | 60
| 728 2452 |  | 30
| 742 1001 |  | 30
| 223 2107 |  | 30
| 705 5287 |  | 15
| 201 8051 |  | 15
| 200 3113 |  | 15
02-05-00247 | SPARE PARTS FOR DENTAL UNIT DYNAMICA |  | 0
| 900 2041 |  | 15
| 900 2017 |  | 9
| 900 2073 |  | 9
| 900 2089 |  | 12
| 900 2052 |  | 9
| 900 2029 |  | 60
| 900 2030 |  | 96
| 705 5582 |  | 6
| 764 2791 |  | 6
| 764 2781 |  | 6
| 210 2532 |  | 45
| 705 5592 |  | 3
| 763 4441 |  | 15
| 200 6603 |  | 48
| 214 7181 |  | 15
| 200 6024 |  | 120
| 535 1742 |  | 60
| 201 0021 |  | 150
| 750 0551 |  | 30
| 715 5761 |  | 90
| 516 7200 |  | 15
| 715 5631 |  | 30
| 705 1851 |  | 60
| 701 7282 |  | 120
| 900 2030 |  | 300
| 715 1472 |  | 9
| 715 1471 |  | 12
| 641 1020 |  | 12
| 705 2991 |  | 12
| 201 0307 |  | 18
| 724 1392 |  | 63
| 705 5912 |  | 6
| 705 3011 |  | 9
| 228 3016 |  | 12
| 223 2174 |  | 48
| 734 0341 |  | 15
| 734 0792 |  | 9
| 734 0351 |  | 30
| 734 0571 |  | 18
| 210 1291 |  | 24
| 200 0536 |  | 24
| 201 8045 |  | 30
| 200 6221 |  | 18
| 210 1301 |  | 360
| 200 6125 |  | 48
| 201 8039 |  | 9
| 200 0531 |  | 66
| 200 6510 |  | 9
| 231 1415 |  | 24
| 201 8059 |  | 24
| 210 1271 |  | 24
| 231 1413 |  | 24
| 210 1261 |  | 24
| 210 1431 |  | 30
| 200 2406 |  | 150
| 210 0530 |  | 15
| 705 3711 |  | 48
| 210 7060 |  | 24
| 215 5161 |  | 54
| 210 3100 |  | 24
| 210 0420 |  | 48
| 765 0150 |  | 48
| 210 0160 |  | 150
| 236 2271 |  | 12
| 210 8180 |  | 24
| 261 4024 |  | 9
| 516 6710 |  | 48
| 705 3451 |  | 24
| 223 2174 |  | 12
| 705 3341 |  | 24
| 705 3441 |  | 24
| 516 7720 |  | 48
| 200 6016 |  | 60
| 200 6004 |  | 60
| 200 6110 |  | 150
| 2232 2174 |  | 12
| 705 3031 |  | 12
| 573 2301 |  | 30
| 200 6110 |  | 96
| 516 7610 |  | 48
| 200 6007 |  | 90
| 201 8081 |  | 60
| 200 0241 |  | 60
| 200 6220 |  | 123
| 573 2432 |  | 123
02-05-00248 | SPARE PARTS FOR THIRATRON CT 780 RELATED TO COBALT UNIT
Collimator assembly
| Collimater X- Y Readout scaler |  | 3
| Collimater bolt |  | 6
| Digital panelmater for (X-Y),(AN 2030-3 diget including 7 sigment I-C. for readout |  | 6
| Collimater cable |  | 3
| Mechanieal lock |  | 3
| Flectrical micreswitch( lever) |  | 6
Light field size asseubly
| Light fiela assembly |  | 6
| Quarte- halegen bulb(ATD 2400- 006) |  | 18
Optical distarce indicater
| Bulb C.B.1130,6.4V,2.63A(3L00977) |  | 36
Console assembly
| Iamp 28V- 327( console, bean on ,bean off and rest) (3L01005) |  | 18
| Pliot light electro.SW. MOD . 2M3- H22-G47-24. RD(3I023203) |  | 6
| Pilot light- electro SW.MOD. 2M3- H22-G4H-(GN) (3L023309) |  | 6
| Key SW. electro- SW.MOD 2f 3KC-G109 |  | 6
| Push button SW. electro 2B4- H22-G 14-4 (XL) |  | 6
| Push button SW. elctro. MOD 2C33-H22-G13 |  | 6
| Therupy timar L.F 4L0721 (55 MINT.6 HZ) (3T037903) |  | 3
| Master - slef sor’s for head swivel , table rotation |  | 36
Couch 23 assembly
| Chain for iatural - transvers motions |  | 3
| Shift for vertical motion |  | 6
| Couch level and aligment of table neot to repar |  | 18
| Livel micro switch , MT-4R-V2-A2 |  | 3
T.V. canars
02-05-00249 | Service supplies for ware houses
| Fork lift (5ton) |  | 15
| Fork lift (2 ton) with spare parts including tyre and battry for two years |  | 21
| Manual hydrolic jack |  | 60
| Fork lift type (yell) |  | 30
| Fork lift ( 3 ton ) type (lansenk ) |  | 24
| Hydrolic jack (1 ton ) |  | 45
| Cold stor cars |  | 126
| Chiller |  | 60
| Manual mechanical jack(0.25 ton) with spare parts for two years |  | 6
| Cold stor car for mussels and vassins with spare parts including tyre ,battry and cooling gas for two years |  | 6
Vehicle pick-up doubl cabinet (patrol)
| (one for each governrate + 7 for the three northern governorates) |  | 66
Land cruiser 4 wheel driver
| ( tow for each governrate) |  | 108
02-05-00250 | Spare parts for lansing fork lift- Trucks- Typefaer 5.1
Control unit -L- Head
| Bord - printed ciercut |  | 15
| Bord - printed ciercut |  | 15
Drive wheel and tyre assemply
| wheel drive |  | 72
| Tyre cushion |  | 72
Battery box lid assemply
| Battery 540 A 48 V |  | 72
| Wheel and tyr assemply comprising |  | 144
| Telescopic forks motor and gear box- Turret head motor gear box assemply |  | 30
Reach & Rotate- motor assemply
| Motor assemply |  | 30
| Armature traction motor |  | 15
| Armature rotate - motor assemply |  | 45
| Safety control unit |  | 30
Safety contactor 48V change over
| Contactor assemply comprising |  | 15
Control unit telescopic forks
| Control unit comprising |  | 30
| Micro switch |  | 300
| Micro switch |  | 150
02-05-00251 | List of spare parts for Thiratron (T780) related to cobalt unit
A- Collimator assembly
| Collimator X-Y headout scaler PCB |  | 3
| Collimator belt |  | 6
| Digital panelimater for (X-Y),(AN 2030-3diget) including 7 sigment I-C for read out |  | 6
| Collimator cable |  | 3
| Mechanieal lock |  | 3
| Electrical microswitch (lever) |  | 6
B- Light field size assembly:-
| light field assembly |  | 6
| Quartz-Halogen bulb (AID 2400-006) |  | 18
| C- Optical distance indicater bulbC.E 1130,6.4V,2.63A(3L00977) |  | 36
D- Console assembly :
| Lamp28V -327(Console ,Bean on ,beam off and rest) (3L01005) |  | 18
| Pilot light electro SW.MOD.2M3-H22-G47-24.RD(3L023203) |  | 6
| Pilot light electro SW.MOD.2M3-H22-G4H-(GN).(3L023309) |  | 6
| Key S.W electro -SW.MOD 2F 3KC-H22-G104 |  | 6
| Push button SW. electro2B 4-H22-G 14-4(YL) |  | 6
| Push button SW. electro.MOD 2033-H22-G13 |  | 6
| Therapy timer L.F 4L0721(55MINT.6HZ)(3T037903) |  | 3
| E- Master-Slef SORS for head swivel ,table rotation |  | 36
F- Couch 23 assembly:
| Chain for latoral -transvers motions |  | 3
| Shift for vertical motion |  | 6
Couch level and aligment of table neot to repar
| Liver microswitch ,MT-4R-V2-A2 |  | 18
| G- T.V.camara |  | 3
02-05-00252 | Below are the spare parts concerning printing machines (GTO) and letter press machines (Hiedlberg) which were approved in the memorandum of agreement.
A. Required Equipments
| Paper size 100x70cm packet contains 500 paper. |  | 30000 Pack
| Metal photo plate size 50x100cm. |  | 60 packet.
| Blanket 50x 100cm . |  | 300 piece.
| Black ink one kilogram |  | 600 packet.
B. Spare Parts
| Ink roller (Hiedlberg) with tow |  | 3 set
| Water roller (GTO) 52 cm. |  | 6 set
| Piece of plate (GTO) 52 cm. |  | 36
| Piece of blanket (GTO) 52cm. |  | 36
| Blanket (GTO) |  | 36
| English Letter press counter |  | 120
| Arabic Letter press counter |  | 120
| Horizental Offset counter (GTO) |  | 120
| Vartical Offset counter. (GTO) |  | 120
| Whole ink machine offset 52cm. (GTO). |  | 9
| Pool for washing the machines |  | 9
| Jacket sylender (GTO) 52x41 cm. |  | 39
| Different sizes plates |  | 18 packets.
| Black ink and different colour ink |  | 3000 packet.
| Cloh for water rollers size 9 cm. |  | 300 m.
| Cloth for water rollers size 7 cm. |  | 300 m
| Rings of counter base (GTO) with cams |  | 30 sets.
| Holder for paper delivering size 46 cm. (GTO) |  | 36
| Water rollers size 52 cm. |  | 24
| Ballberen (GTO) 22m. |  | 60
| Different size ballaeren size 6001 |  | 150
| Spare parts for clipper machine (honer). |  | 15
| Spare parts for garafix machine (clips cather set) with catter |  | 15
| Hallogine lamp power 1000 watt. |  | 30
| Paper cutter for (pooler) machines size 115. |  | 12
| Paper size for (welenberg) machines size 115. |  | 12
| Developer plate |  | 300 Pack
| Films developer |  | 300 packet.
| Water pools size 46 cm. |  | 12
| Inhing camter roller (GTO) |  | 18 sets.
| Cutter for (perfecta) german cutter |  | 12
| Hydrolic distribution system for (parfecta) cutter |  | 6
02-05-00253 | For sonar sonaline SL1
| 7.5MHZ Sector porbe |  | 3
| FNA-Guding probe |  | 3
| 10MHZ Sector probe |  | 3
| 3.5MHZ Sector probe |  | 3
| Probe 5MHZ Sector |  | 3
| Seimens (Imager) probe 3.5MHZ |  | 3
02-05-00254 | Toshiba Sonolager L-Sal 35A
| Probe 3.5MHZ Linear Brud and Kjar. |  | 3
| Dual had sector transducer tubp 8529 |  | 6
| Rectal Transducr tupe 8537 |  | 3
| Trans urcehtral Transducer type 1850 |  | 3
| Pacture attachment for type 8529 |  | 6
| Fan Unit |  | 3
02-05-00255 | . Company Name : TIFA/ USA
Subj., : Spare Parts for tifa fogging machine model 100E
| Carburetter |  | 15
| Fule pumps |  | 30
| Formulation Pumps |  | 30
| Carburetter repair Kit |  | 45
| Ignition Electrode |  | 45
| Ground wire |  | 45
| Nozzle with strainer |  | 45
| Spark plug |  | 60
| Fuel Valve |  | 21
| fog Valve |  | 21
| Partical size selector valve |  | 15
| Gas selonoid valve |  | 21
| Formulation selonoid valve |  | 21
| Complete set of Switches |  | 45
| Complete set of Hoses |  | 45
| Complete set of Belts |  | 45
| Start selenoid valve |  | 30
| Gas presure Gauge |  | 45
| Formulator presure Gauge |  | 30
| Pyrometer |  | 30
| Tachometer |  | 45
| Fire traps |  | 45
| Presure Switch |  | 21
| Themo couple |  | 30
| Complete set of Gas Kit |  | 30
| Gravity Tank |  | 21
| Magnito Complete |  | 21
| Mufflers Complete |  | 15
| Suction and return manifold line |  | 15
30U-IV cells stionk.
02-05-00256 | . Tyres and Tubes Required For Health Institutions in Iraq
| 600 x 14 |  | 4500
| 650 x 14 |  | 4500
| 700 x 15 |  | 6000
| 750 x 16 |  | 4500
| 205 x 16 |  | 4500
| 650 x 16 |  | 3000
| 1200x 20 |  | 3000
| 1100x 20 |  | 3000
| 1200x 24 |  | 1500
| 1000x 20 |  | 750
02-05-00257 | EQUIPMENT: GENERAL MATERIAL
| RESIN CATION |  | 150 ton
02-05-00258 | Equipment name: X-Ray film Automatic processor (E2-009)
Model : RPX-omat M8
Company name : Kodak –Germany
Quintity installed : 50
Site : All governerat
| Thermistor (RT3) | 562366 | 45
| Developer and fixer recirculater | 594391 | 45
| Heater (R3) | 562368 | 45
| Pressure Regulator | 480013 | 45
| Replenisher solenoid | 562507 | 45
| Relay | 562334 | 30
| Relay | 562286 | 30
| Relay | 603510 | 30
| Relay | 595432 | 30
| Relay | 562245 | 30
| Teledyne Relay P/N 615V-8560 |  | 30
| Fixer Crossover spring | 459344 | 60
| Developer crossover spring | 497843 | 60
| Dep, Fix, Flow Switch | 66770 | 45
| Developer filter | 467674 | 3000
| Dryer thermister (RT.) | 562370 | 30
| Dryer upper limit | 602751 | 30
| Heater assembly | 514308 | 30
| Varistor GE-K2 V275 LA20A |  | 45
| 2000 Fluid control cct. board assembly. | 602721 | 30
| 3000 Stand by cct. Board assembly | 602722 | 30
| 5000 Fault monitor cct. borard. | 602724 | 30
| Lead | 562786 | 60
| Replenisher pump assembly | 594392 | 30
| Gear | 594479 | 165
| Gear for dryer | 562543 | 165
| Gear for Dryer | 594113 | 165
| Gear | 594480 | 165
| Gear | 562494 | 165
| Gear | 594139 | 165
| Gear | 594138 | 165
| Gear | 562796 | 165
| Bearing |  | 60
| Entrance Gross over Assem. | 594124 | 60
| Developer Tofixer Crossover Assem. | 594126 | 60
| Doveloper Rack Assem. | 594125 | 60
| Fixer Rack Assembly | 594127 | 60
| Wash Rack Assembly. | 594129 | 60
| Ralls |  | 60
02-05-00259 | Equipment name: X-Ray Generator
Model : HD-150G813
Company name : Shimadzo -Japan
Quintity installed : 13
Site : All governerates
| Gate Control Board. | 532-21489 | 36
| Board starter # | 532-22073B | 60
| M.Sec control Board |  | 60
| Starter - 1A Board | 532-21577A | 81
| Thyrester SOR1 | SC30C | 90
| Starter 5A-40 | 501-07813C | 60
| Terminal unit | 501-07814C | 36
| Control Unit | 501-07815C | 48
| Condenser CA,CB | 6800UF200V | 60
| Condenser CL | 25UF300V | 60
| HT- Transformer |  | 60
| Lead Relay |  | 60
| Air Suction |  | 60
| TR25C 1325 |  | 60
| Read Relay | 500-13716-02 | 159
| Read Relay R54423-2P | 65-63129 | 60
| Read Relay Omron LA1-001 12 VDC | 562228 | 60
| Transistor type QM30 HA.H |  | 60
| Transistor type EVG33-050 |  | 60
| Solid state transistor ETG 81-050 30A 500V | 060-43214 | 219
| MA Board | 501-65530B | 63
02-05-00260 | Equipment name: X-Ray Unit
Model : HD-150 B-10
Company name : Shimadzo -Japan
Quintity installed : 26
Site : All governerates
| MA Control Board 501-65529 |  | 63
| MA meter Control Board assy 501-63473P |  | 93
| Board sec. control assy 501-64456 |  | 63
| Over load projector 10 assy 501-63448 |  | 63
| Board 501 65529 |  | 33
| Board 501 64456 |  | 33
| Board 501-64456 |  | 33
02-05-00261 | Equipment name: X-Ray Spot film device
Model : HB-150 G40
Company name : Shimadzo –Japan
Quintity installed : 13
Site : All governerates
| Carrige derive motor film IA 9/5 – 3-25, 100V |  | 21
| Motor 100V, 2.5 UF, 30 min |  | 21
02-05-00262 | Equipment name: X-Ray System , Universal remote controlled
Model : Gitroscop
Company name : Shimadzo -Japan
Quintity installed : 13
Site : All governerates
| X-Ray tube voltage regulator KV regulator. |  | 21
| Carridge drive motor. | URK25GK-A2 | 21
02-05-00263 | Equipment name: Mobile X-Ray unit
Model : KCD-10
Company name : Toshiba- Japan
Quintity installed : 200
Site : All governerates
| X-Ray tube head complete. | DRX-66DK | 180
| X-Ray tube insert with washers, bellow,etc. | DR-66 | 180
| Mercury switch | RY-2 | 90
| Relay | RY-4 | 60
02-05-00264 | Equipment name : Mobile X-Ray unit with table
Model : Medirol -1
Company name : Medicor - Hungary
Quintity installed : 180
Site : All governerates
| Single tant with X-Ray tube for medirol-1 | DR-125/110 | 90
| X-Ray tube insert | DR-125/110 | 90
| Electronic timer | AO-1 | 90
| Correction switch |  | 30
| Electronic valve | EL84 | 300
02-05-00265 | Equipment name: Mass chest X-Ray mobile unit
Model : MCS x-Ray FFT
Company name : Philips, Holland
Quintity installed : 6
Site : All governerates
| Timer transformer E 160 | 4522 100-0820 | 18
02-05-00266 | Equipment name: Mobile X-Ray Image Intensifier
Model : WHA - 10
Company name : Shimadzu, Japan
Quintity installed : 45
Site : All governerates
| Image Intensifier for WHA-10A |  | 54
| T.V chainsf-200 |  | 21
| Camera | 06956-2/6 | 21
| High voltage transformer Including X-Ray head for SDO 0.4/1.5 | 532-22085 | 120
02-05-00267 | Equipment name : X-Ray Unit with TV
Model : HD-150 B-10 1985
Company name : Shimadzu, Japan
Quintity installed : 13
Site : All governerates
| MA Control Board |  | 24
| Darling Pair Power Transmitter |  | 24
| Auto Transformer |  | 3
| High Speed Transformer |  | 3
| High Speed Unit SA30 |  | 15
02-05-00268 | Equipment name: Silver collector
Model : FX-30m
Company name : Shimadzu, Japan
Quintity installed : 43
Site : All governerates
| Electric Panel Board |  | 30
| Circulating Pump |  | 12
02-05-00269 | Equipment name: CT Scanner Somoto
Model : HIQ
Company name : Siemens –Germany
Quintity installed : 2
Site : Baghdad
| X-Ray Tube Gantry box B | 1125660 X 1340 | 9
| Cooling unit for the X-Ray tube | AC11008 | 3
| Resistance Pade for the DSC |  | 6
02-05-00270 | Equipment name: X-Ray unit
Model : Angioscop
Company name : Siemens -Germany
Quintity installed : 3
Site : Baghdad
| Tube assembly MEGALX 125/40 /82C-120L | 876134x1122 | 12
| 2sd.Plane T.OPT150/40/102C-100L | 7213820x1122 | 6
| SIRHCORD video output ROA | 2828729-SE017 | 6
02-05-00271 | Equipment name: X-Ray unit
Model : Sirgraph
Company name : Siemens -Germany
Quintity installed : 2
Site : Baghdad
| X-RAY TUBE COMPLET12/20/40 |  | 6
02-05-00272 | Equipment name: X-Ray unit
Model : TRIEOROS
Company name : Siemens -Germany
Quintity installed : 3
Site : Baghdad
| X-RAY TUBE COMPLET 150/30/51 |  | 6
| X-RAY TUBE COMPLET 150/40/72 C |  | 6
Model:Siregraph-11
| Tube ASS.OPTI150/40/73C-100L | 8867558x1953 | 6
Model:Siregraph
| KV-Interface control D 890 | 97148892x1732 | 3
Model:Siragraph C
| Motor drive board D7a,D7b | 7356223G5209 | 3
02-05-00273 | Equipment name: X-Ray unit
Model : Siramat
Company name : Siemens -Germany
Quintity installed : 4
Site : Baghdad
| Model : Siramat Tube OPTI 150/40/102C-100L | 7213820x1122 | 9
| Model : Siramat Power S.NI board for medio Med | 4731196GE009 | 6
| Model : Siramat MA measur board | 8382947x1423 | 6
| Model :Siramat Board D65 | 1800911x1022 | 6
02-05-00274 | Equipment name: X-Ray unit
Model : MIMAR
Company name : Siemens -Germany
Quintity installed : 3
Site : Baghdad
| Model : MIMAR - 111 Interface controler board D4 | 4104568G5123 | 6
| Model : MIMAR - 111 Logic board D5 | 4104501G5123 | 6
| Model : MIMAR - 111 KV board D97 | 7131584x1081 | 6
| Model : MIMAR - 111 Logic board D3 | 4024366x1116 | 6
02-05-00275 | Equipment name: X-Ray unit
Model : Uroscop
Company name : Siemens -Germany
Quintity installed : 2
Site : Baghdad
| Uroscop Casstte movement motor | 3116613B0905 | 3
02-05-00276 | Equipment name: Gamma Camara
Model : Maxi Camara 400T
Company name : General Electric USA
Quintity installed : 12
Site : Baghdad - Basrha – Nenewa
| Integrated power sypply | 177 3031 | 12
| CPU and Video power supply | 177 3035 | 12
| Break and head power supply | 177 3034 | 12
| Acouistion power supply | 177 3033 | 12
| Rigid Disk power supply | 177 3036 | 12
| Stepper Motor Power supply | 040 0700 | 12
| Gantry Controller CUP | 040 0701 | 12
| Lenear Decoder for Rail | 040 0702 | 12
| Scan Mode for Rail | 040 0703 | 12
| Cluch power controller | 040 0704 | 12
| Ahcle Decoder | 040 0705 | 12
| Hand control box | 040 0706 | 6
| Top box | 040 0707 | 6
| Imaging table motor MX | 040 0708 | 12
| Low Voltage detector cable | 177 3032 | 12
| Disk and Flopy controller | 177 3037 | 12
| Flopy disk drive | 177 3039 | 6
| Riged disk drive | 177 3038 | 6
| P1 tube 65 MV. | 040 0800 | 12
| P1 Tube 165 MV | 040 0801 | 12
| Transformer | 177 3006 | 18
| HV Detector Cable | 177 3007 | 15
| Brake power spply | 177 2950 | 6
| Scaler timer | 177 2960 | 15
| Scanning modele | 177 2980 | 6
| Maxi 400T Control Module | 177 2985 | 12
| CPU Set | 177 2000 | 9
| Disk Set (INT+CONT+PS) | 177 2300 | 6
| TV Set (TV1,TV/3,M481) | 177 2400 | 12
| Aqduistion Set : (G1,G2,ECG) | 177 5800 | 12
| CPU PS | 177 2600 | 12
| Color TV | 177 2702 | 6
| Floting point package | 177 2020 | 3
| Convertor board | 177 2803 | 6
| Logic board | 177 2801 | 12
| Relay board | 177 2802 | 6
| Power supply ACQ. box | 177 2604 | 12
| Color Graphics Printer polter + Accessories | 177 9700 | 6
| Floppy cont. + INT. +Ps.+FLFV | 177 2350 | 9
| Floppy 8" | 177 2350 | 300
| Cassette for formator | 177 8009 | 12
| Cleaning set for computer | 177 8000 | 15
| Parallel interface for color graphics Printer | 177 9710 | 3
| INK Cartridge Set |  | 30
| Black | 177 9751
| Cyan | 177 9752
| Magneta | 177 9753
| Yellow | 177 9754
| Mintenance Cartridge for SHARP JX-SMLP INK JET JX-SMLP Imager Printer. |  | 15
| Analog computer for 400T Maxicamera |  | 6
| High voltage supply 400T Maxicamera |  | 6
| Uniformity computer 400T Maxicamera |  | 6
| Spectrum analyzer 400T Maxicamera |  | 6
| Imaging Detector Power supply Maxicamera |  | 6
02-05-00277 | Equipment name: X-Ray units
Model : ID-125L
Company name : Shimadzo -Japan
Quintity installed : 150
Site : All Governrates
| X-Ray tube head circlex | 1/2U13 CN-25 | 210
| X-Ray tube head circlex 1/2UG13 AN-30 (MC 100 L-30) | (532-22570) | 210
| X-Ray tube head complete with H.T.T | 501-066500-12 MD 100 P/D1801 | 120
| X-Ray tube insert | D 180 | 135
| X-Ray tube head circlex | 1/2 UG 13BN-25 (532-20806) | 90
| X-Ray tube insert | 1/2 U 13BN-25 | 105
| X-Ray tube complete circlex | 1/2 P 38C-40 | 105
| X-Ray insert tube | 1/2 P 13C-40 | 75
| X-Ray tube head circlex | 1/2 P 18C-80S | 75
| X-Ray tube complete cieclex | 0.5/1.2 P38DK-80S | 30
| P.C.B mA control – 10 | 501-62925 N | 75
| P.C.B startor – 3 | 501-66354 E | 75
| H.T cable 12 meter longe |  | 60
| H.T transfoemer for I.D-150L 509-29 764-92 |  | 30
| New vicon tube | S 4100 | 60
| Casselle tray | 501-93379 | 60
| Halogen lamp | 12V 100W 500-04379 | 2100
| Servo motor | ESA-INS 1/30-077-50411-10 | 30
| Micro switch | V-10 F22-1 A064-32230 | 180
| X-Ray Grid | 828-038 W100 500-0614-03 | 90
| Cassette tray | 501-93379- | 120
| Fillament transformer | 060-66475 | 45
| High voltage transformer | 501-67203 | 24
02-05-00278 | Equipment name: X-Ray units
Model : Medio 50
Company name : Philips -Holland
Quintity installed : 4
Site : All Governrates
| X-Ray tube head copmlete for vedio 50 |  | 6
| X-Ray tube head complete | for Medio 51 | 6
| Timer transformer E/60 | 4522 100-0820 | 30
| MCS 70-5 cassett for odelca camera |  | 18
02-05-00279 | Equipment name: X-Ray units
Model : KXO -12M
Company name : Toshiba - Japan
Quintity installed : 70
Site : All Governrates
| X-Ray tube insert | DR - 180 | 60
| X-Ray tube head complete for 500 MA unit | DRX-1603 B | 60
| X-Ray insert | DR-66 (1.5x1.5) | 60
| Motor for MCS | 220V-50HZ 0.45A 4000 RPM | 15
| Magnet contantor | C4 - 35 | 30
| Magnet brake | Y0806 - 02 | 30
| T-D relay | /Y/P A.C100 | 60
| Micro SW | -7 15 G022 | 30
| Micro Sw | Z - 150 | 30
| Magent contactor | MA 406 | 30
| MG contactor | GA 113 DBIWTXIS | 30
02-05-00280 | Equipment name: X-Ray units
Model : Dental X-Ray
Company name : Tropy - France
Quintity installed : 350
Site : All Governrates
| X-Ray tube head complete | 508 MINOREX | 60
| X-Ray tube head complete | 558 MINOREX | 60
02-05-00281 | Equipment name:Image Intensifier
Company : Siemens- Germany
Site: Baghdad
| Image intensifier sicron 2 |  | 3
| TV system videomed 2 |  | 3
| TV monitor 44 cm |  | 9
| X-ray tube |  | 3
02-05-00282 | Equipment name: Spare parts for X-ray films auto processing
Company: IMS,Italy
Sit:All governorates.
| Master link for chainP6 | 4111 | 60
| Main drive shaft Assy-420 | 6579 | 15
| Bearing housing block | 3145 | 30
| Helical gear 6mm | 5680 | 150
| Electronic switch relay 220V AC | 5365 | 60
| Infra-red rays lamp | 5544 | 600
| Fuse 0.5 Amp | 4751 | 600
| Male connerctor 6 pole | 5372 | 600
| Female connerctor 6 pole | 5371 | 600
| Geared motor with capacitor | 5377 | 150
| Thermal regulator | 4744 | 150
| On-off switch | 5373 | 90
| Rubber roller long-short pins | 5418 | 600
| Rubber long pins | 5419 | 600
| PVC roller long and short pins | 5689 | 600
| PVC roller heavy | 5690 | 300
| PVC roller long pins | 5691 | 450
| Mobile bushing delrin | 4721 | 300
| Helical gear Z=304 | 1278 | 450
| Helical gear right 10mm | 5678 | 600
| Helical gear lift 10mm | 5681 | 600
| Chain P6 with master link | 4110 | 27
| Spring for roller | 5477 | 1500
| PC board no.4 | 6019 | 150
| Components card for relay | 9747 | 60
| Overflow pipe 26 cm | 10033 | 150
| Overflow pipe 23 cm | 500028 | 150
02-05-00283 | SPARE PART FOR HUDSON / S PUMPS
| 1/8 x 1/2 Cotter pin |  | 1800
| 3/32 x 112 Cotter pin |  | 1800
| 3/32 x 7/8 cotter pin |  | 1800
| Cover chian |  | 1800
| Cover gas kit |  | 1800
| Dip tube adaptor wing fitting |  | 1800
| Dip tube only |  | 1800
| Dip tube only for 4 gallon tank |  | 1800
| Extention tube 8 nozzle assembly for 3 gallon |  | 1800
| Extention tube 8 nozzle assembly for 4 gallon unit |  | 1800
| Hose adaptor |  | 1800
| Hose adaptor assembly |  | 1800
| Hose with thrustless shutoff & strainer assembly |  | 1800
| Hudson pumps |  | 2760
| Male fitting |  | 1800
| O-ring for dip tube |  | 1800
| Plug for gange adaptor fitting on top |  | 1800
| Plunger assembly complete |  | 1800
| Pump cylender assembly complete |  | 1800
| Shoulder strap 2 wide |  | 1800
| Shut off cock |  | 1800
| Valve pin assembly |  | 1800
| Valve pin spring |  | 1800
| Pumps cylinder assembly complete |  | 600
| Shut off assembly complete thrustless |  | 600
| Pluger assembly complete |  | 600
| Valve body |  | 600
| Nozzle flow regulator |  | 600
| Assembly consists of |  | 600
| Nozzel body |  | 600
| Gasket |  | 600
| Nozzele tip |  | 600
02-05-00284 | Spare parts for medical equipment
Equipment:- Polydoros 50X -Ray ganarater
Company/manufacturer:- Siemens
Site:- Medical city Hospital Baghda
| Borde No. 8353336 X1626 D15 |  | 3
02-05-00285 | Equipment:- C.T Scanner somatom DR3
Company/manufacturer:- Siemens
Site:- Medical city Hospital Baghda
| D17221500 4026 Electrom 7221500 |  | 12
| D117221708 G4026 |  | 12
| D27221626 G4026 |  | 12
| D57467798 G4036 |  | 12
| M7745 ROX 2Flopy disc controler 501289 1d |  | 6
02-05-00286 | Equipment:- Siremat
Company/manufacturer:- Siemens
Site:- Medical city Hospital Baghda
| 7218704 G 5207/ 01198 |  | 3
| Videomed H-R camara comp |  | 3
| 21851-AI 12492 50 H2 |  | 3
| Seat of boords for camera control unit type videomed H-R 7218704 |  | 3
| Monetor screen for monitor model 7297419 Q 5205 C |  | 3
| Carriage 4004669 G 5167 |  | 3
02-05-00287 | Equipment:- heamacron 400
Company/manufacturer:- heamacron
Site:- Medical city Hospital Baghda
| Display screen Serial No. 3-1010 |  | 9
| Battry 6 Volt |  | 18
| PC board Serial No. HE 2B 1056 |  | 9
02-05-00288 | Equipment:- heamacron 800
Company/manufacturer:- heamacron
Site:- Medical city Hospital Baghda
| Pc board Serial No. 2-2235 |  | 12
| Battry 6 volt Serial No.5-5-170 |  | 6
02-05-00289 | Equipment:- heamacron 801
Company/manufacturer:- heamacron
Site:- Medical city Hospital Baghda
| Battry 6 volt serial No.5-2-209 |  | 3
| Coupling serial No.4-35 |  | 6
| PC board serial No.3050 |  | 3
02-05-00290 | Equipment:- Monitor sircuts 404-1
Company/manufacturer:- Simens
Site:- Medical city
| PC board Serial No.84 20317E 2250 A53 |  | 6
| Pressure transducer Serial No.45 27 950 |  | 15
| Patient cable with adaptors serial no. 45 23254 |  | 60
| Rectal temperature probes serial no.45 30 259 |  | 60
| Electrode adhesive rings seriaL NO. 45 23 742 |  | 6 set
02-05-00291 | Equipment:- X- Ray unit
Company/manufacturer:- Simens
Site:- Medical city
| Megalix 125/30/82Cm |  | 9
| Insulat kit 1 for MMT tube |  | 6
| Adaptation megalix -MMT |  | 6
| High tension cable 3-core 20m |  | 6
| Optitop 150/40/80 HC-100L |  | 6
| Mod.Polyd.80 E27 97 277x1512 |  | 6
02-05-00292 | Equipment:- Bicor/coroscop C- elema
Company/manufacturer:- Simens
Site:- Medical city
| Control console with programing attachment |  | 3
02-05-00293 | Equipment:- Monitor
Company/manufacturer:- Simens
Site:- Medical city
| Moneitor model 8714560 x 1765 serial no.01803 modification 1765 220V 1 phase |  | 6
02-05-00294 | Equipment:- (cine projector tagarno 35AX)
Company/manufacturer:- Simens
Site:- Medical city
| Lamps for tagarno 35AX |  | 12
02-05-00295 | Equipment:- X-Ray unit
Company/manufacturer:- Simens
Site:- Medical city
| H.T generator model 7240088 X 1415 serial no.649 05 601 |  | 3
| D45 adapter (8055956 X 1415) |  | 3
| D 46 actual valve aquisition (8055931 X1415) |  | 3
02-05-00296 | Equipment:- X-Ray unit
Company/manufacturer:- Simens
Site:- Medical city
| X-ray tube megalix 125/30/82C -120LW tube housing |  | 6
| Mega 125/30/82C |  | 6
02-05-00297 | Equipment:- X-Ray unit
Company/manufacturer:- Simens
Site:- Medical city
| Image intensifier optilux lateral 1712HD model no.8832776V 5760 serial no.44568 590 |  | 3
| Image intensifier frontal optilux 27 HD- Triplex model no.8832 719V 5054 serial no.79051 508 |  | 3
02-05-00298 | Equipment:- Vidio med H camera
Company/manufacturer:- Simens
Site:- Medical city
| Board Q 4700902 GE 001 |  | 3
| Bored VV 9455791 XE 001 |  | 3
| Board H 2893063 GE 001 |  | 3
| Boaed F 4737052 GE001 |  | 3
| Board Z 2893048 GE001 |  | 3
| Boaed S 4700910 GE001 |  | 3
02-05-00299 | Equipment:- Camera control unit
Company/manufacturer:- Simens
Site:- Medical city
| Stabilizer BP 4762530 XE001 |  | 3
| Board N1 4737 151 GE001 |  | 3
| Board N2 4757 258 XE001 |  | 3
| Board 1 4737 110 GE001 |  | 3
| Board NV 4418976 RH052 |  | 3
| Board S C72411 -A3 -L98 |  | 3
| Board H C72411-A3 -L53 |  | 3
| Board KR C72411 -A3 -L35 |  | 3
| Board DK C72411-A3-L18 |  | 3
| Board VV C72411-A3 -L202 |  | 3
| Board VV C72411-A3-L203 |  | 3
02-05-00300 | Equipment:- X-Ray unit
Company/manufacturer:- Simens
Site:- Medical city
| Monitor for D-S.A model no.8714511 X1762 serial no.01136 modification X1762 |  | 3
02-05-00301 | Equipment:- Combilabor.CBM-A8 processing unit for cine film
Company/manufacturer:- Simens
Site:- Medical city
| 09-02 film roller 064V473 |  | 30
| 09-10 film guide roller 064V473 |  | 27
| 09-03 sealing ring 080C737 |  | 57
| 09-05 gear wheel assy 064v031 |  | 57
| 12-01 heating element 750W 064V139 |  | 12
| 12-02 thermistor 064V003 |  | 12
| 12-04 pump 064v115 |  | 12
| 12-07 P.C.board 064V694 |  | 12
| 13-01 transport motor assy 064V043 |  | 6
| 15-01 film guide assy 064V013 |  | 6
02-05-00302 | Equipment:- 35 cine film progector model -CPW-A- 35150
Company/manufacturer:- Simens
Site:- Medical city
| Coupling No. 4707683 GE016 |  | 12
| Pulley No.4707733GE016 |  | 72
| Belt No.4701280GE016 |  | 42
| Tooth head wheel No. 4707675GE016 |  | 12
| Tooth head wheel No. 470757GE |  | 6
| Coupling no.4708640GE016 |  | 6
| Boared no.4701264GG016 |  | 3
| Motor no.7705148B0900 |  | 3
02-05-00303 | Equipment:- Pandaros 1200A
Company/manufacturer:- Simens
Site:- Medical city
| T.V.monitor model no.46723165024 serial no.01079 501 |  | 6
| X-Ray tube opti 150/40/102C |  | 6
| Cassette for cine film arriechno kat no.65098A |  | 6
| Image intensifier complate model 853Y01865307 serial no.01059 |  | 6
02-05-00304 | Equipment:- Hypothermic model 16-12-00
Company/manufacturer:- Simens
Site:- Medical city
| Thermosensor probe |  | 12
| Rooler blood pump |  | 12
02-05-00305 | Equipment:- Servo ventilator 900C
Company/manufacturer:- Simens
Site:- Medical city
| Oxygen cell 90-04-979 |  | 60
02-05-00306 | Equipment:- Trademel cambridge model 3060
Company/manufacturer:- Simens
Site:- Medical city
| Belt for tradmel 3060 cambridge |  | 6
| Part computrace CM 3400 |  | 3
| Patient connection electrically isolated (patient cable with adapters) |  | 30
| Belt cambridge for rolling paper |  | 15
02-05-00307 | EMERGENCY PARTS/ SMALLINSTRUMENTS
| Description | Ref.No.
| Retinoscope |  | 300
Retinoscope bulb 2.5V
| Slit lamp |  | 60
18 97 23 6V/4, 5A spare bulbs for Haag- Streit 900
| Slit lamp/ Fixation point |  | 30
17 52 69 5V spare bulbs for HS900
| Field analyser (C.Clarke) |  | 6
10 61 27 Flash bulb for HK2 Friedmann
| Friedmann HK2 |  | 15
18 44 62 Illunination bulp 8V/15A
| Neitz 10H Indirect ophthalmoscope |  | 30
11 60 51 6V/10W bulb
Neitz 10H binocular indirect ophthalmoscope
| Blue cobalt filter | 10 .02.44 | 15
| Neitz 10H |  | 15
11 60 55 Scleral depressor
| Friedmann MK2, Bloc 100 | 15 .98 .24 | 30
Schemas standards
Clement clarke synoptophore
| Spare bulb, after image device | 18.00.98 | 15
| Tests on synoptophore clarke |  | 18
Spare bulbs 6V/0, 3A
Slides on Clark synoptobhore
| Bulb (12V/24W) | 14.34.99 | 18
| Ophthalmoscope | 15.95.57 | 9
7HL Ophthalmoscope on rechargeable battery handle, without double table charger. halogen bulb rekoss disc with corrections from 0 to -32D and 0 to +25D . 5 positions aperture wheel
| Electric retinoscope | 15.43.85 | 9
SK7 electric retinoscope with rotatable streak rheostat incorporated in switch. 1 spare bulb with rechargeable battery handle. without table charger
| Simmay 7HL or SK7 rechargeable handles | 12.44.94 | 36
Rechargeable battery
| Indirect ophthalmoscope |  | 6
11 60 10 Henie omega 200 indirect ophthalmoscope fitted with (transformer, charger, scleral depressor miror, extension cord, carrying case
| Omega 200 (6V) | 12.84.30 | 18
Additional spare halogen bulbs
| Operating microscope |  | 3
36 90 18 OM 10 takagi
| OM10 | 09.99. 96 | 3
36 90 11 Spare halogen bulb
02-05-00308 | Consumubles for Microlyzar , Autoanalyzer & AA2
| Pump tube (Grey -Grey ) 1x12 |  | 120
| Pump tube (Yellow -Yellow ) 1x12 |  | 120
| Chart paper for AA2 |  | 1200
| Chart paper for Microlyzar |  | 600
| Chart paper for Autoanalyzar |  | 600
02-05-00309 | Manifold
| Phasing coil 1-55 ml /min |  | 60 each
| Phasing coil 1-9 ml /min |  | 60 each
| Phasing coil 2-1 ml /min |  | 60 each
| Phasing coil 2-5 ml /min |  | 60 each
| Phasing coil 3 ml /min |  | 60 each
02-05-00310
Equipment:Ultrasound
Model: Item No. A4.4
Prod No.41M18800
Serial No.SSD-280
Company:Aloka-Japan
Mechanical sector scanner probe
a- ASU-28H-3MHZ
| b- ASU-28H-3.5MHZ with EP-1772 for sector scanner controller |  | 3
02-05-00311 | Equipment:X-Ray
Model: Item No. E1-104
Prod No.8114313
Serial No.HD-15013-10
Company:Shimadzu-Japan
| Capacitor 200V-6800Mf-Negative |  | 6
| mA Board 501-6553013 |  | 3
| Transistor ETG81-VCB,600V,IC30A,200W(tube Assembly 0.5/p38c-80S circlex) |  | 54
02-05-00312 | Equipment:Automatic processor
Model: Item No. E2-9
Serial No.Kodak-RP-X-OMAT Processor
Company:USA-Kodak
| 400 area accumulator circuti board |  | 6
02-05-00313 | Equipment:Ag precepitator unit
Model: Item No. E4-4
Serial No.FX-30
Company:Shimadzu-Japan
| Printed circuit board |  | 3
02-05-00314 | Equipment:Maxillofacial X-Ray Unit
Model: Item No. E1-117
Prod No.151073
Serial No.AX-4CM
Company:Pamokmax-Japan
| Reversiple Motor 98648-(R2001) 100V/50 HZ/2.5MF/30min.(Withgear Box) |  | 3
02-05-00315 | Equipment:Angiography
Model: Item No. E1-108
Prod No.6110586
Serial No.HD-150B-10
Company:Shimadzu-Japan
| Relay K4-RU-B/NOMRON LA1-1008(12V D.C) |  | 3
02-05-00316 | Equipment:ECG
Model: Item No. A1-2
Prod No.22162
Serial No.ECG-5403
Company:Nihon-kohden-Japan
| Patient Cable-(BJ 2610) |  | 162
| Chest electrode for adults/5030378 |  | 1536
| Styless |  | 600
| LIMB Electrode-SDTRAP,for adult 4Pcs/set-5030021 |  | 330
| LIMB Electrode-SDTRAP, 4Pcs/set-5030003 |  | 330
| Power cable(AC coard) |  | 156
02-05-00317 | Equipment:Defibrillator
Model: Item No. A1-16
Prod No.20604
Serial No.TEC-5201VB
Company:NIHON-Kohden-Japan
| Recharg cable battery pack(SB 501V) 6.6/12V D.C) |  | 39
| Capacitor 33MF/5.5KV D.C |  | 30
Lead wire for Disposable electrodes
Red-1-5031047
Yellow-1-5031056
| Green-1-5031065 |  | 30
02-05-00318 | Equipment:Monitor
Model: Item No. a1-15
Prod No.ICV 6000
Serial No.20762B
Company:NIHON-Kohden-Japan
| Rechargable Battery pack(SP-602P)6.6/9V D.C |  | 30
| ECG Connsction cable 5570605 Antenna lead for 5031243 |  | 18
electrode lead for Disposal
electrode BR- red 5031047
electrode BY- yellow 5031056
| electrode BB- black 5031083 |  | 120
| AG / AGCL disposable electrode 5030716 |  | 60
02-05-00319 | Equipment:Dental unit
Model: Item No. A8-15
Prod No.VC-007
Company:NIHON-Kohden-Japan
| Halogen Bulb 24V D.C/150W |  | 465
| Holder for halogen bulb |  | 165
02-05-00320 | Equipment:Oxygen Regulator
| Regulator+Wet oxygen equipment |  | 12
02-05-00321 | Equipment:Slit-Lamp
Model: Item No. A3-8
Prod No.SL-3D
Serial No.207498
Company:TOPCON-Japan
| Lamp 6V/4.5A |  | 15
02-05-00322 | Equipment:P.C.V Center Fuge
Model: Item No. D2-63
Prod No.MC-201
Company :Hitachi-Japan
| D.C motor /85V/4A/RPM 15000 |  | 6
02-05-00323 | Equipment:Radio therm
Model: Item No. A7-42
Prod No.706 EH703
Company:Sienems-Germany
| Magnettron |  | 9
| Circuit Board Assy P.NO.4536348 EH703 |  | 6
| Diode-H463-3 HF H.V |  | 9
02-05-00324 | Equipment:Diaqgnostic sets , complete
Model: Item No. A3 - 40
| Recharge battery |  | 75
| Halogen bulb (4V) |  | 75
| Halogen bulb (3V) |  | 75
02-05-00325 | Equipment : Sphygmomanometer (stand )
Model :item no: A3 - 12
Prod no. : HM - 1104 (cat)
comp.: Japan
| Head screw |  | 60
| Rubber packing |  | 120
| Fuelt |  | 75
| Roshi |  | 75
| Container |  | 60
| Tube packing |  | 75
| Glass tube |  | 120
| Rubber inlet bulb |  | 90
02-05-00326 | Equipment :Electry unit
Model : item no.: A2 - 23
Prod no.: TRC - 1000
serial no. 60037890
Comp. MIZUHOIKAKOG YO , Co. ltd.
| Electrode chuck handle ( 3- terminal ) |  | 150
| Adapter for disposable inactive electrode |  | 60
| Inlet for inserting , electrode chuck handle |  | 150
| Inlet for inserting inactive electrode |  | 60
| Inlet for inserting mono polar electrode chuck handle |  | 60
02-05-00327 | Equipment :Central sterilizer
Model: F1 _ 30
| Steam trab |  | 60
| Solenoid valve 221 G 1603/ 4270 |  | 45
| Solenoid valve (water ) SX 3- 03 GW 80 |  | 30
| Solenoid valve for seal |  | 30
| Check valve JIS 10 KBNS - 1- ¼ |  | 45
| Packless valve ¾” |  | 30
| Packless valve 1 -1/4 |  | 30
| Saftey valve FB - 4 |  | 24
| Door gasket |  | 120
| One way clutch |  | 24
| Vaccum pump KT 100 E |  | 24
02-05-00328 | Equipment : E C G
Model :item no.: A1 - 2
Prod no.: ECG - 5403
Serial no. 22159
Comp. Nihon - Kohden / Japan
| Control unit assembly (UP - 4065 ) , code no. (9406517 ) |  | 18
| Input unit circuit board assembly UP - 4247 (A ) , code no. 9424738 |  | 18
| Circuit board assembly ½ sensitivity unit UP - 4249 , code no. 9424943 |  | 18
| + _ (1104) Regulator unit (UP- 4243) code no.: 9424319 |  | 18
| +,- (12 V ) regulator unit UP - 4242 , code no. 9424212 |  | 18
02-05-00329 | Equipment :Shaker
Model : item no.: D2 - 32
Prod no.: KR - 3
Comp. Kayagakikikakog , Japan
| Speed control |  | 12
02-05-00330
Equipment : Test type ophthalmology remote control
Model : item no.: A3 - 16
prod no.: EA- O72
Comp. Topcon , Japan
| Halogen bulb |  | 24
02-05-00331 | Equipment : Stethoscope fetal Doppler
Model : item no.: A3 - 38
prod no.: FD - 200
Ser. No. 8412715
Comp. Toito , Japan
| Rechargeable battery back 10 N- 500 AAF ,12 V / 500 MAH OG Cadnica sanyo electric , Japan |  | 30
| Probe |  | 36
02-05-00332 | Equipment: X - ray unit
Model : item no.: E1 - 105
prod no.: MD - 150 B - 100
| Tube assembly ½ P38 C - 80 C circlex |  | 6
02-05-00333 | Spare parts for Tifa
| Armature magnito |  | 150
| Indicator tape for sterilization (Hogy ) , (12mm x 50m) |  | 2100 rolls
OSONIC ECO equipment (Australia ) 901048
| Probe 3.5 Mz frequency |  | 3
U/S set photo line SLI ( Germany ) PE 90962
| Sector & liner 5.5 Mz |  | 3
02-05-00334 | Spare part for bicor
Simomed HM 44CM Monitor
| Part no. 037 92 079 x 2077 |  | 6
Dreh- Neigekonsole
| part no. 027 98 044 x 2077 |  | 6
Mains cable for simomed
| part no. 011 10 910 x 1956 |  | 6
Plug
| part no. E30 235 B 1947 |  | 6
Sirecon 33-4 ýHDR
| patr no. 031 34 868 G 5382 |  | 3
Collis protect .II 33, grid 12/40
| part no.016 16 130 G 5307 |  | 3
Accessory for X -ray tube 125 /30/82 CM
Mod. Polyd. 80
| Part no. E27 97 277 X 1512 |  | 6
SPARE PARTS FOR X-RAY EQUIPMENT
02-05-00335 | Spare parts for polydoros 50/80S (SIEMENS)
quantity installed: 4
| Decsription | part and type no.
| D801 fuse panel and rectifiers | 8701443 x1739 | 9
| D804 switching power unit +8.2V | 3151 685 B3305 | 9
| D805 Voltage regulator +5V | 845 8069 X1750 | 9
| D830 Display pane | 8458 085 x1750 | 9
| D833 unit + range keys | 84 58 101 x1750 | 9
| D834 equipment display | 8593 964 x1750 | 9
| D835 manual panel | 8458 127 x1750 | 9
| D69 Rear panel | 8134 173 x1575 | 9
| D802 Voltage regulater +_ 15V /+_ 12V | 8460 727 x1732 | 9
| D803 Switching power unit + 5V | 3173929 B 3305 | 9
| D810 Central unit M6 | 8593956 x1732 | 12
| D811 Memory | 8463457 x1732 | 12
| D812 inter face controller | 8460958 x1732 | 9
| D813 PAL board | 8702128 x1732 | 12
| D815 tube load calculator | 8697401 x1922 | 9
| D819 Bus wiring | 8463374 x1732 | 9
| D820 Filament inverter | 8459646 x1732 | 9
| D821 Filament control | 8703365 x1732 | 9
| D821 A Filament control | 8711202 x1732 | 9
| D840 KV -regulator | 8700726 x1732 | 12
| D851 V24 Converter | 8617300 x1740 | 9
| D900 Iontomat rear pane | 8695934 x1758 | 9
| D998 Over voltage protection | 8605271 x1745 | 9
| D8 Chamber- curent amplifier | 8604951 x1190 | 9
| D61 Voltage supply | 8061509 x1575 | 9
| D64 Opto- isolation | 8061566 x1575 | 9
| D65 Processor | 8061582 x1575 | 9
| D67 Speed monitoring | 8061624 x1575 | 9
| D631 Serial - parallel converter | 7228117 x1575 | 9
| D806 Voltage regulator +24V | 8617201 x1732 | 9
| D870 Poly- image - intensifier program memory | 8458432 x1766 | 9
| D885 N80 control | 8607350 x1813 | 12
| D890 KK- interface controller | 8606238 x1732 | 9
| D891 KK 1B converter | 8606253 x1732 | 9
| D892 KK 2 converter | 8606279 x1732 | 9
| D901A iontomat - mommomat control | 8459810 x1758 | 9
| D902A iontomat signal matching | 8606006 x1797 | 9
| D46 Actual -value sensing | 8055931 x1415 | 9
| D45 Adapter | 8155956 x1415 | 9
| HI high- voltage generator | 7240088 x1415 | 9
| X-ray tube 1253051 |  | 9
| X-ray tube 1254072 |  | 9
| D886 power circuit | 8617136 | 12
02-05-00336 | Spare parts for siregraph 2 (SIEMENS)
Quantity installed : 1
| D17 counter board | 8182131 G 5276 | 6
| D22 Data bus board | 8373920 G 5306 | 6
| D23 CPU board ( ZG) | 8573586 G 5306 | 6
| D26 Multiple board ( ZG) | 8373847 G 5306 | 6
| D27 stepper motor board | 8373821 G 5306 | 6
| D29 poket terminal interface | 8573602 G 5306 | 6
| D33 A,B all storage effect board | 8323800 G 5276 | 6
| D34 A,B thy ristor board | 8373177 G 5306 | 6
| D60 comsole board | 8573560 G 5306 | 6
| D61 A-E reciver board | 8057481 G 5276 | 6
| D62 A-E transmitter board | 8057333 G 5276 | 6
| D63 5V power back | 3150042 B 3305 | 6
| D49 a-c Diode circuit board | 8323479 G 5276 | 6
| D52 IR - transmit circuit board | 8323271 G 5276 | 6
| D48 b,c fork -light cablinet | 8057309 G 5272 | 6
| D53b Encoder circuit board | 8323446 G5276 | 6
| D80 a-d light barrier PC board | 8573354 G 5306 | 6
| D50 Transmit circuit board | 8323198 G 5276 | 6
| D51 Receive circuit board | 8323214 G 5276 | 6
| Tilt motor | AM3 | 3
| Longitudinal carriage motor | AM4 | 3
| Column motor | AM5 | 3
| Layer-height motor | AM6 | 3
| SID motor | AM7 | 3
| Tube rotation motor | AM8 | 3
| Compression motor | AM9 | 3
| Table longitudinal motor | AM10A | 3
| table transverse motor | AM10B | 3
| Collimator plate motor ( width ) | AM101 | 3
| Collimator plate motor (height ) | AM1021 | 3
| Gride motor | AM103 | 3
| Film labelling motor (height ) | AM104 | 3
| Cassette carriage motor (height) | AM102 | 3
| Grid motor | AM103 | 3
| Film labelling motor (height) | AM104 | 3
| Cassette carriage motor ( height) | AM105 | 3
| Cassette carriage motor (lateral) | AM106 | 3
02-05-00337 | Spare part for KODAK RP X-OMAT processor model M6AW
| Nipple (3) | 184824 | 60
| Spacer | 458205 | 30
| Spacer | 458236 | 30
| Pulley | 4589 01 | 150
| Pulley | 458946 | 15
| Belt | 462452 | 60
| Motor ( B2) | 466966 | 15
| Header assembly | 467867 | 15
| G roller | 470086 | 30
| Nut | 472755 | 30
| Nut | 472756 | 30
| Thermostat | 472949 | 30
| Thermostat ( B3) | 472992 | 30
| Bushing (2) | 473220 | 30
| Keeper plate (2) | 473221 | 30
| Spacer | 473538 | 30
| Spacer | 473539 | 30
| Relay (UI) | 593740 | 30
02-05-00338 | Spare parts for invearmeter
IM 050
Inverto matic
Energy conversion Ltd
6595 Riazzino / Locurmo / Switzzeland
Series Nr. 1985 - 56 HZ
| made in Germany |  | 3
Spare parts for Eyes
02-05-00339 | Equipment- NEG-YAG-Laser
Company manufacturer:- Carl- zeiss NAG- YAG Germany
| Flash lamp |  | 150
02-05-00340 | Equipment:- Indirect ophthalmoscope
Company manufacturer:- Keeler
| Lamp dualite |  | 450
02-05-00341 | Equipment: indirect ophthal moscope
Company manufacturer:- dualite - England
| Lamp 6V-30W |  | 675
| head fitting |  | 180
02-05-00342 | Equipment: phocimeter
Company manufacturer:- Top Con-Japan
Model :LM-5
| Lamp LM 880 Z 220V-15W |  | 450
02-05-00343 | Equipment: phocimeter
Company manufacturer:- Top Con-Japan
Model :LM-P5
| Lamp 6V-15W |  | 450
02-05-00344 | Equipment: phocimeter
Company manufacturer:- Top Con-Japan
Model :LM-6
| Lamp 220V-15W |  | 300
02-05-00345 | Equipment: phocimeter
Company manufacturer:- Indmi -Japan
| Lamp 220V-15W |  | 300
02-05-00346 | Equipment: phocimeter
Company manufacturer:- TMI -Japan
Model :LM-EX
| Lamp 220V-15W |  | 300
02-05-00347 | Equipment: Operative microscope
Company manufacturer:- Heraeus W.- Germany
| Lamp 22.8V-50W |  | 450
02-05-00348 | Equipment: Euko- ultrasound
Company manufacturer:- Ophtascan B-C Euko
| Prop. |  | 30
02-05-00349 | Equipment: Electric cautery
Company manufacturer:- Aesculap- Germany
| Prop. 670 Gk |  | 90
| Foot switch |  | 60
02-05-00350 | Equipment: Keratometer
Company manufacturer:- TOP CON- Japan
| Lamp |  | 600
02-05-00351 | Equipment: Biometer
Company manufacturer:- Storz
Model: Alpha II
| Prop. 046/00083 |  | 30
02-05-00352 | Equipment :Vitrectomy
Company manufacturer:-Laser fotocoagulador S32
| Prop. |  | 18
02-05-00353 | Equipment: Synaptophore
Company manufacturer:- Clement clarke- London
Model: 2001 -610
| Lamp 6V -3 A |  | 150
| Halogen Lamp 6V-20 A |  | 150
02-05-00354 | Equipment: Radio scop
Company manufacturer:- EYCO- Japan
Model: RS-1
| Lamp 6V -25 W |  | 90
| Transformer 6V -20W |  | 15
02-05-00355 | Equipment:ECG
Company manufacturer:- NIHON -Japan
Model: ECG-5151
| Styles |  | 30
02-05-00356 | Equipment: Direct ophthalmoscope
Company manufacturer:- Keeler
| Lamp 3.8V |  | 600
| Lamp 2.6V |  | 600
02-05-00357 | Equipment: Refractometer( Computerise)
Company manufacturer:- TOP CON
Model: RM-A5000
| Paper role |  | 15 box
02-05-00358 | Equipment: Cat Ford
Company manufacturer:- Keeler
| Motor 12V/2VA |  | 15
| Reverseaction stick |  | 15
02-05-00359 | Equipment: Floor- Operative microscope
Company manufacturer:- ZEISS
Model: YS3
| Halogen lamp 12V /100W |  | 150
| Fiber O ring 303 481-81 09 |  | 150
02-05-00360 | Equipment: Mounted operative light
Company manufacturer:- HANA ZEISS
Model: Opmi 6-CFC- XY
| Halogen lamp 15V/150W |  | 300
02-05-00361 | Equipment: Retinoscope
Company manufacturer:- HEINE W.-Germany
Model: HRS 2
| Lamp G1803/2.5V |  | 300
| Description | Ref. No
02-05-00362 | SPARE PARTS FOR STERILLIZERS
| Lock washer | E0037 | 60
| Screw | E0090 | 30
| Lock washer | E0246 | 60
| Nut | E2033 | 30
| Screw | E2142 | 18
| Holder ,fuse | B2173 | 6
| Spring | 3157 | 15
| Replacement Scal ,bellows ,gasket | 3198 | 600
| Valve ,Sfety 03352 | 61870 | 15
| Switch | 3483 | 18
| Ball | 3610 | 12
| Valve, vacuum breaker ,3/4” | 3694 | 3
| Screw | E4636 | 90
| Screw | E4637 | 30
| Screw | E4640 | 60
| Screw | E1837 | 9
| Gasket ,bellows housing | 4915 | 120
| Screw | E4949 | 60
| Nut | E5276 | 15
| Valve , Solenoid | 53011 | 15
| Screw | E5386 | 18
| Screw | E6201 | 60
| Valve, Globe 1/2” | 7648 | 3
| Valve , union, angle ,1/2” | 7650 | 3
| Replacement scal , bellows , gasket | 7809 | 600
| Bearing thrust | 7840 | 15
| Lamp | 7863 | 60
| Fuse , 5 amp | 8442 | 30
| Air release assembly | 11666 | 18
| Switch , door | 13271 | 12
| Disc, filter | 13275 | 30
| Swith | 13300 | 30
| Spring | 13389 | 6
| Motor assy,120 V ,50Hz | 13407 | 3
| Lubricator ,Felt | 13424 | 600
| Ring, valve , teflon | 22626 | 600
| “O” ring, valve stem packing | 22630 | 1200
| Spring , valve | 22633 | 60
| Seat, removable, valve | 22638 | 150
| Valve assembly | 22647 | 15
| Recorder charts(box of 100) | 73365 | 60
| Handle, pointer | 23545 | 15
| Hub, handle mounting | 23546 | 6
| Gasket , cored | 26456 | 15
| Replacement seat , bellows gasket | 27557 | 45
| Terminal assambly | 27602 | 3
| Circuit breaker,5 amp | 27625 | 6
| Lamp,pilot light assy | 27689 | 6
| Valve , safty , (replaces 27744) | 61871 | 3
| Valve, safty 33 p.s.i. | 27833 | 3
| Switch,pressure | 28510 | 12
| Switch ,Bank Assy | 28661 | 3
| Oil ,high temp x488(1 pt.tin) | 29158 | 45
| Bellows assy | 29774 | 60
| Spring | 29791 | 15
| Rod, lock , actuating | 29805 | 12
| Wick , oil | 29955 | 15
| Spring | 31625 | 15
| Bearing , hinge | 31902 | 300
| Pin | 31903 | 150
| Spring | 31904 | 30
| Motor assembly | 31946 | 3
| Filter , steam | 32412 | 6
| Valve assembly | 33038 | 9
| Switch , temp. , SPDT | 34295 | 6
| Condenser | 34500 | 6
| Valve | 34506 | 3
| Bellows assembly | 34621 | 75
| Body assembly, valve | 34621 | 6
| Stem assy,bellows | 35073 | 75
| Light,pilot,120 V 50 Hz | 35220 | 30
| Spring | 35605 | 15
| Plunger assy | 35606 | 60
| Lamp | 36569 | 120
| Resistor | 36603 | 12
| Disc , washer, float for vac. brkr | 36664 | 60
| Pressure regulator assembly | 37564 | 6
| Gage , pressure , jacket | 37887 | 45
| Gage , pressure , chamber | 37888 | 45
| Handle assembly | 37936 | 3
| Pointer , manual | 37943 | 6
| Switch, selector | 38174 | 3
| Circuit breaker , 5Amp | 38500 | 6
| Switch , push push button | 39051 | 3
| Stud , locking | 39480 | 30
| Replacement disc | 39515 | 1200
| Replacement disc | 39516 | 30
| Light, pilot | 39708 | 18
| Gauge ,temperature | 39889 | 45
| Switch | 39896 | 3
| Relay | 39910 | 6
| Solenoid (40003 replacement) | 55186 | 3
| Thermostat | 40268 | 18
| Switch | 40269 | 18
| Light | 40272 | 18
| Water reservoir tank assy | 40285 | 6
| Motor , fan | 40291 | 9
| Glass,sight | 40297 | 12
| Switch | 40293 | 18
| Plug | 40298 | 12
| Light | 40319 | 18
| Thermostat, low water (replaces 40326) | 61858 | 9
| Spring | 40339 | 6
| Relay , DPDT | 40502 | 3
| Replacement disc holder | 40709 | 300
| Replacement disc | 40710 | 1500
| Thermometer | 40747 | 18
| Valve , solenoid. 1/2” | 43751 | 3
| Moter , gear , 120V 50Hz (replases 43753) | 52083 | 3
| Screen (replacament for 37189) | 43907 | 60
| Buzzer (or P/N 44634) | 43920 | 12
| Relay, time delay | 44070 | 6
| Parts kit for P/N 43751 | 44088 | 6
| Gasket , door | 44599 | 600
| Gasket door | 44600 | 120
| Gauge | 46059 | 36
| Timer, drying , 50Hz | 46141 | 6
| Timer ,50Hz | 46278 | 3
| Timer , 90min., 50Hz | 46622 | 6
| Handle , moulded | 46638 | 6
| Motor assy , cam drive , 50Hz | 46755 | 3
| Capacitor | 51251 | 3
| Gasket , door | 52217 | 72
| Ink, cartridge supply (pk of 6) | 52255 | 30
| Spring | 54917 | 24
| Heater | 56531 | 60
| Cap, lens , green | 58002 | 30
| Switch assy ,push button | 58003 | 30
| Timer ,cycle , 1min. | 58004 | 15
| Fuse | 58147 | 90
| Valve | 59798 | 9
| Holder & Stylus cartridge | 33730 | 6
| Screen ,chamber drain | 7181 | 60
| Replacement screen | 43908 | 3
| Probe, liquid level detector | 43919 | 3
| Replacement disc | 3388 | 15
| Replacement disc (N/A) | 8281 | 15
| Replacement disc (N/A) | 31834 | 15
02-05-00363 | Equipment : sterilizer
| High pressure tube 10 par |  | 12
| Plastic water reservior |  | 3
02-05-00364 | Equipment:X-Ray(fixed)
company :Shimadzo
| Tube of X-Ray |  | 9
02-05-00365 | Equipment:X-Ray( portable)
company :Shimadzo
| Tube of X-Ray |  | 18
02-05-00366 | Equipment:X-Ray( portable)
company :Tochiba
| Tube of X-Ray |  | 9
02-05-00367 | Equipment: ECG
company : A.O
| Patient cable for ECG |  | 6
02-05-00368 | Equipment: ECG
company : Nehon
| Patient cable for ECG |  | 6
02-05-00369 | Equipment: ECG
company : hp.
| Patient cable for ECG |  | 9
Halogen lamp of op.projector
| Model : 50-24 V |  | 120
Lamp for protaple projector
| Model : 35W-24V |  | 120
02-05-00370 | Equipment : Incubator
Company :Vickers
| Thermostat |  | 9
| DG shock stayless CR |  | 3
| Patient cable DG shock CR |  | 9
| DC shock battrey |  | 9
| Centrfuge motor T30 |  | 6
| Centrfuge motor T52 |  | 3
| Oven thermostat (memert ) |  | 6
| Oven thermostat (IMS) |  | 6
| Incubator thermostat (memert ) |  | 3
| Photocell (specal 10) |  | 12
| Lamp (spectronic 20) |  | 12
| Heater for distilizer |  | 6
| Eliment water bath (CFL) |  | 3
| Main board for massage instrument (ITO) |  | 9
| Crystal sonicade |  | 12
| Nebulizer spare part |  | 12
| Diephram of liqu. Secar (SAM20) |  | 60
| Power tramsastor for cuttery (Bux 80) |  | 30
| Control transastor (D45) |  | 12
| Control transastor (D44) |  | 12
| Risistor (2.2) |  | 12
| IC control(7808) |  | 12
| Cuttary hand piece |  | 12
| Optical lenss of microscope (will) |  | 6
| Lenss of microscope (No 40 will) |  | 3
| Lenss of microscope (No 100 Olimpic ) |  | 3
| Microscope lamp (Olimpic) |  | 15
02-05-00371 | Spare parts for siregraph 2 (SIEMENS)
Quantity installed : 1
| D30 24V stabilizastion | 8573669 G 5306 | 6
| D31 LOW - pass | 8373227G5306 | 6
| D32 motor control | 8349505 G 5334 | 6
| D41A Dual power supply | 4252136 x1100 | 6
| D41B power attachement | 2062321 x1100 | 6
| D71 switch controller | 3151818 B 3305 | 6
| D1C, D small -power motor control | 8373110 G 5306 | 6
| D2A, B thyristor control 3 | 8373441 G 5306 | 6
| D3 Infrared decoder | 8573685 G 5306 | 6
| D5 power switch | 8139560 G 5276 | 6
| D11 Input sircuit board | 8139503 G5276 | 6
| D8 A/D converter | 8323651 G 65276 | 6
| D13 processor monitoring | 8373701 G 5306 | 6
| D21 data bus circuit board | 8373904 G 5306 | 6
| D35 CPU board GG | 8373300 G 5306 | 6
| D24 multiple board (GG ) | 8373862 G 5306 | 6
| D25 dual port circuit board | 8373888 G5306 | 6
| D28 Fiber - optic interface 2 | 8373961 G 5306 | 6
| D1a small -power motor control | 8373110 G 5306 | 6
| D9Digital motor control 2 | 8373268 G 5306 | 6
| Rubber tire for wheel chair (Korea) Large |  | 150
| Rubber tire for wheel chair (Korea) Small |  | 150
Code | Item | Part No.
02-05-00372 | Equipment:CT-Scan
Model:Somtom-HQ Serial No.8989
Company/Manufacturer:Siemens
Quantity:1
Site:Medical city/Hospital/Surgical Hospital
Gantry
| BRD D1 | 8530529 | 9
| BRD D2 | 8530595 | 9
| D3 | 1123632 | 9
| D4 | 1123947 | 9
| D10 | 8530644 | 9
| D12 | 8530685 | 9
| D13 | 8530701 | 9
| Timing BRD D14 | 8530727 | 9
| D15 | 8530747 | 9
| D17 | 8530784 | 9
| DC modul D12 | 7484652 | 9
Converter AC-DC
| E4B,27/+4 – 6V 25 A | 3173929 | 12
| Micro switch S2,S3,S4 | 1070721 | 24
| Comi-SCS-Firmware | 8791030 | 12
| SCU- Firmware | 1160170 | 18
| Diazed fuse 6A 500V Treag | 1005370 | 30
| Diazed fuse 4A 500V Treag | 3010022 | 30
| Diazed fuse 10A 500V Treag | 1009505 | 30
| Diazed fuse 63A 500V SE | 1068030 | 30
Temp.switch tube 75GRDC 1
| 75 degrees | 4665105 | 12
Power Destribution Cabinet
| Diazed fuse 20/500V TR | 1011147 | 30
| 25A/500V Treag | 1007152 | 30
| 16A/500V Treag | 1010420 | 30
| 10A/500V Treag | 1009505 | 30
| 2A/500V Treag | 1007145 | 30
| BRD D1 | 4393708 | 6
SMI
| D80 | 8719114 | 9
| D81 | 8719130 | 9
| D88 | 8726549 | 9
| D94 | 8735789 | 9
| D22 | 8530081 | 9
Switching Power Supply
| E40,E4E,271+11-16V 8A | 3167210 | 9
| REP REG E46 220/+5V 30A | 7712334 | 9
| REP REG D4 | 8725830 | 9
| D21 | 8119158 | 9
| D29 | 8720500 | 9
| D30 | 8041402 | 9
| D32 | 8041444 | 9
| D33 | 8041469 | 9
| D55 | 8725855 | 9
| D65 | 8719155 | 9
| D71 | 8729568 | 9
Patient-Table
| Power Amp.D12 | 7424567 | 9
| BRD D10 | 8326522 | 9
| BRD D11 | 8790560 | 9
Micromatic-CW
| Interface BRD D3 | 9351032 | 9
| Power Supply BRD D5 | 6931984 | 9
| D7 | 9102278 | 9
| Thyristor –Diode(-)CPL | 9307430 | 18
| Thyristor –Diode(+)CPL | 9307265 | 18
DSC
| D10 | 8790669 | 9
| D28 | 8790701 | 9
DMC
| D1 | 8869653 | 9
| D6 | 7760655 | 9
| Pin | 8776601 | 9
| D5 | 8786774 | 9
| D8 | 8786543 | 9
| D15 | 8790933 | 9
| Power supply 27/+4-6V 12A | 3173911 | 9
| BRD 27/+-4 -6V 25A | 3173929 | 9
| BRD 27/2*11-16 2*4A | 3174703 | 9
02-05-00373 | Equipment:Prosessor
Model:M 6 A W
Company/Manufacturer:Kodak R P X-O M A T Quantity:10
Site:Medical city/Hospital/Surgical Hospital
| Nipple(3) | 184823 | 60
| Spacer | 458205 | 30
| Pulley | 458901 | 150
| Pulley | 458946 | 15
| Belt | 462452 | 60
| Motor(B2) | 466966 | 15
| Header Assembly | 467867 | 15
| Groller | 470086 | 30
| Nut | 472755 | 30
| Nut | 472756 | 30
| Thermostat | 472949 | 30
| Thermostat (B3) | 472992 | 30
| Bushing (2) | 473220 | 30
| Spacer | 473538 | 30
| Spacer | 473539 | 30
| Keeper plate (2) | 473221 | 15
| Relay (U1) | 593740 | 30
02-05-00374 | Equipment:Multi Analysing System
Model:Astra –8-
Company/Manufacturer:Beckman
Quantity:3
Site:Medical city/Hospital 1.Surgical Hospital
2.Laboratory
| Glucose module rapid kit | 669000 | 12
| Bun module operating instruction | 555587 | 12
| NA/K module operating instruction | 555588 | 18
| Glucose module operating instruction | 555591 | 18
| Creatinine module operating instruction | 555592 | 18
| Transport Assy,wired | 499-668390 | 12
| Contact assy | 724-665776 | 12
| ARM,Adjustment molded | 325-665932 | 12
| Actuator | 226-668327 | 12
| S.C.D Motor | 842-668329 | 12
| Gear, Reworked | 201-669167 | 12
| Cylinder assy –5 ml | 449-668271 | 12
| Sample pump module | 668150-R | 12
| Fan assy | 241-657918 | 12
| Buzzer,cable assy | 662-657783 | 12
| Fan assy | 241-657918 | 18
| S.C.D ,Key board | 716-668250 | 12
| BD assy truntable/wash CUP | 855-668810 | 12
| CRT assy hewlett packard | 449-669527 | 12
| Rectifire,bridge 50 V 10A | 774-836999 | 12
| Voltage Regulator +24V 1A, | 885-873439 | 12
| Voltage Regulator,MC 7812 CP | 885-876291 | 12
| Rectifire ,50V 2A | 774-879665 | 12
| Electrode,Sodium | 66895 | 18
| Electrode, Potassium | 669114 | 36
| Clucose module | 668170 | 33
| Clucose Electrode | 670522 | 15
| Printer head | 657910 | 15
| Disck Driver | K159227 | 21
02-05-00375 | Equipment:ECHO
Model:Sonoline of
Company/Manufacturer:Siemens
Site:Medical city/Hospital/Surgical Hospital
| Monitor sony model No.CPD -9090 |  | 3
| Probe 3.5 MHZ 83 39 210 L1001 |  | 3
| Probe 5 MHZ 83 39 228 L1001 |  | 3
02-05-00376 | Equipment:Servo Ventelator
Model:900 c
Company/Manufacturer:Siemens Elma
Site:Medical city/Hospital/Surgical Hospital
| Inlet valve |  | 60
| O2 cell |  | 60
| Bacteria filter |  | 60
| Relief/safty valve |  | 60
| Flow transducer |  | 60
| Expiratory valve |  | 60
| Pressure transducer |  | 60
| Working Pressure momometer |  | 60
| Inspirotory valve |  | 60
| Non-return flap valve |  | 30
02-05-00377 | Equipment:System Sirecust (monitering system)
Model:1281
Company/Manufacturer:Siemens
Site:Medical city/Hospital/Surgical Hospital
| A 160 Horiver beflation board | 87 91 436 | 6
| A 250 mother board | 87 91 550 | 6
| A 930 Battery board | 87 91 485 | 3
| A 140 power supply board | 87 91 657 | 3
02-05-00378 | Equipment:Neuro scope
Model:BSER
Company/Manufacturer:Dantic
Site:Medical city/Hospital/Surgical Hospital
| Cable 18 F (6M) 107 –180 |  | 3
| Head phone | TDA-39P | 3
02-05-00379 | Equipment:Anaeshictic machine
Model:808 MV
Company/Manufacturer:Drager
Site:Medical city/Hospital/Surgical Hospital
| (Pressure regulator) 8402745 |  | 60
| 3/2-way valve | 8403006 | 60
| Flow control valve | 840468 | 60
| Bellows | 2M8138 | 30
| Vent valve | 8404660 | 30
| Vacuum relay |  | 120
02-05-00380 | Equipment:Treadmill
Model:Sicard 440
Company/Manufacturer: Siemens
Site:Medical city/Hospital/Surgical Hospital
| Keyboard unit | Part No. 93 42 403EH44E | 3
02-05-00381 | Recommended spare parts &accessories for Automated coagulation timer &diagnostic kits |  | For one apparatus
02-05-00382 | Recommended spare parts &accessories for
Equipment:Glass distillator
Company :Russin
| Model:JSC (chim labor pri POR 16) |  | For one apparatus
02-05-00383 | Inspiration/Expiration valve unit No.900101(Blease 9100) |  | 3
02-05-00384 | Pneumatic Board No.PC 765-C-M
Spare No. 697799E347E
| (Siemens,Servo 900C) |  | 12
02-05-00385 | Equipment:X-Ray
Model:SAT-10
Company:Schemadzu/Japan
| X-Ray Tube |  | 3
| Circlex 0.8 P3 8c |  | 3
| Max 150 KV |  | 3
| Pocous 0.8mm |  | 3
| 200 Khu Rotating anode X-Ray tube assy |  | 3
02-05-00386 | Spare parts of somatom HIQ
| X-Ray tube | 156CT-103 MS | 6
| Gautry belt | 7039522 F0705 | 6
| X-Y Digitizer Pail |  | 9
(Matrix-Resistance)
| MED PT510 (pocket terminal) |  | 3
| CPU-D28 K1056 |  | 3
02-05-00387 | Spare parts for medical equipment for neurosurgical center
Equipment:Gusa
Company:Copper medical
88 Hamilton Avenue,Stamford CT 06904 4.5 A
Model: Ns-100-AEB
| Handpiece pkgd-cusa | 212-300 | 24
| Cable assy handpiece | 213 490 001 | 24
| Acoostic vibrator assy | 210 580 001 | 24
P.C Board
Assy-A3
| U/S generator | 210 720 000 | 24
| PC board Assy A1 Logic | 210 720 000 | 24
| PC board Assy A2 Logic | 210 830 000 | 24
| Shematic-PC board A4 Driver | 240 980 000 | 24
| Motor control board assy | 211 160 000 | 24
02-05-00388 | Equipment:Roche
Company:Tegimenta
CH-6343 rotkreuzag
Switzerland
Electric board made in italy elmi,ECS 36
| Electric board | 94-00217 | 60
| Electric board | 94-0021A | 60
| Electric board | 94-00214 | 60
| Electric board | 94-00019 C | 60
| Electric board | 94-00018 | 60
| Main transformer | 20211 | 30
02-05-00389 | Equipment:Cuttery martin type 2000 220V,VA=1100 hp=400w
Company:Gebr –Martin Tublingen
| Generator 1 | 29-37/1 | 60
| Generator 2 | 29-38/1 | 60
| Control switch | 29-36 | 60
| Board control | 29-35 | 60
| Slid-resistant board | 29-46 | 60
| Main transformer | 29-41/1 | 60
| Power transister (type Delco –GM) | DTS-430 7829 | 600
| Resistant | 1214-8L | 60
2R2 10%
| Resistant | 2.2 10% | 60
K1
02-05-00390 | Equipment:sucker
Type 20 220V,50 HZ
Company:Aerosol products LTD,680 Garrte lane london SW 17 ONP
| Motor 220V,1400 RPM 1-Q | 844712 | 285
| Filter |  | 450
| Switch |  | 300
| Change valve |  | 210
| Vacume gage |  | 210
| Dieframe |  | 1800
02-05-00391 | Equipment:Moniter 220 V,50 HZ
Company: Siemens West Germany
Model: Sirecust 308 D
| Recomanded spare parts |  | 30 set
02-05-00392 | Equipment:Servo Ventilator 900 B
Company: Siemens elema AB,Sweden
66 05 497 E 037E
Model:E 037E-SV 900
| Recomanded spare parts |  | for 2 pace
02-05-00393 | Equipment:Sucker Silent
Company : Charles austen pumps LTD
100 Royston road byflect weybridge surrey England KT 14 7PB
Model: B105.SIE voltage 220 /240 V
| Vacume motor | DE 9020 | 90
| Filters |  | 300
02-05-00394 | Equipment:Operating ceiling Projector
Company : Original Hanau W-Germeny
| Hologen lamp 50W,22.8 V |  | 3000
02-05-00395 | Equipment:EEG(8 chanale)&(16 Chanale)
Company : Siemens elema ,Sweden
Gilvanometer
| 6072235E-039E |  | 1200
| Pump | 6389720E 127E | 15
| Pump | 74-06(EMI 260) | 15
02-05-00396 | Equipment:scanner
Company : Somatoma HIQ Siemens
A- Gantary
| X-Ray tube 156 CT-103 M | 8963368 | 6
| Filter crd D3 K1044 | 8530974 | 6
| D11-PGA crd. K1044 |  | 6
| D12-PGA-ACD crd K1044 |  | 6
| D13 Tilt control br. K1044 |  | 6
| B- Host | KA 630-ACPV K1059 | 6
| MS 630 memory module K1059 |  | 6
| TQK 50-BA controler TK 50 K1059 |  | 6
| RQDX3 system K1059 |  | 6
| DZQ11#0 K1059 |  | 6
| QMZG#0 K1059 |  | 6
| UCOU# 0 K1059 |  | 6
| Fiber optic cable |  | 12
C- MMCW
| D1 CPU br M10 | 9017971 | 6
| D5 M10 | 6931984 | 6
| D6 M6 | 9567405 | 6
| D7 M9 | 9102278 | 6
| D8 M4 | 9391830 | 6
D- DMC
| D16 K1029 |  | 6
| D3 K1029 |  | 6
| D24 K1029 |  | 6
| D15 K1029 |  | 6
| D9 K1029 |  | 6
| D5 K1029 |  | 6
E- Table patient
| Gas compression spring |  | 6
| D2a K2004 |  | 6
| D2b K2004 |  | 6
| D7 K1003 |  | 6
| D8 K2004 |  | 6
| D9 K1003 |  | 6
| D10 K1003 |  | 6
| D6 K1003 |  | 6
| D11 K1003 |  | 6
| D13 K1003 |  | 6
F- SMI
| D 29 K5001 E31 | 8720500 | 6
| D 88 K5001 E31 | 8726549 | 6
| D 20 K5001 E31 | 8730400 | 6
| D 6 K5001 E31 | 8730384 | 6
| D 22 K5001 E31 | 8119174 | 6
| D 21 K5001 E31 | 8119158 | 6
| D 14 K5001 E31 | 8526501 | 6
| D 5 K1058 E32 | 8787426 | 6
| D 50 K5001 E32 | 8584401 | 6
| D 8 K5001 E32 | 8719023 | 6
| D 4 K5001 E32 | 8725830 | 6
| D 30K5001 E30 | 8041402 | 6
| D 32K5001 E30 | 8041444 | 6
| D 33K5001 E30 | 8041469 | 6
| D 34K5001 E30 | 8732794 | 6
| D 65K5001 E30 | 8719155 | 6
| D 80K5001 E30 | 8719114 | 6
| D 81K5001 E30 | 8719130 | 6
02-05-00397 | Full operating and Schamatic Decommand for 3M Laser Imager Module P831CBO |  | 3
Spare parts for medical equipment
02-05-00398 | Equipment:Spekol
Quantity:3
| Photo cell knobs for adjixtment | 10 | 9
02-05-00399 | Equipment:Blood pressure
Quantity:10
Company : Jabane
| Gage pressure |  | 180
02-05-00400 | Equipment:Moncter
Quantity:4
| Speaker |  | 12
02-05-00401 | Equipment:Oven
Quantity:4
Company : England
| Heaters |  | 99
02-05-00402 | Equipment:Sucker
Quantity:7
Company : England
| Motor |  | 51
02-05-00403 | Equipment:Centerfuge
Quantity:2
Company : England
| Motor |  | 36
02-05-00404 | Equipment:Oxygen Gage
Quantity:20
Company : England
| Valve |  | 120
02-05-00405 | Equipment:Table operating
Quantity:6
Company : Sweede
| Dobleand oil seal |  | 18
02-05-00406 | Equipment: X-Ray
Quantity:1
Company : Etalanie
| Rak daflope |  | 6
02-05-00407 | Equipment:Shimadzu-corporation
Quantity:1
Company : Jaban
| Electrical high pressure |  | 3
02-05-00408 | Equipment:Aloka sonar
Quantity:1
Company : Jaban
| Stope picture |  | 3
02-05-00409 | Equipment:Bakue washer magine
Quantity:1
Company : Jaban
| Washer plate |  | 3
02-05-00410 | Equipment:Spekol
Quantity:3
Company : Marien berg
| Photo cell knobs for adjustment |  | 9
02-05-00411 | Equipment:Olympuse microscope
Quantity:1
Company : Jaban
| Electrod magine |  | 3
02-05-00412 | Equipment: HB- meter
Quantity:1
Company :Almanies
| Electrical part |  | 3
02-05-00413 | Equipment : ECG machine
Company : Nihon,Fukada,Philips,Heliga
| ECG generator ( stimulator ) |  | 45
02-05-00414 | Automafliox X-Ray proceson
Kodak RP X-Omat Processor
Model :-M6AW
| Developer Rack Assy | 474477 | 15
| Developer Heater | 468521 | 15
| Fixer Rack Assy | 512892 | 15
| Wash Pack Assy | 596634 | 9
| Lock Washer (2) | 433708 | 60
| Washer (2) | 852611 | 60
| Lock Washer | 853087 | 60
| Washer | 458208 | 60
| Washer | 463100 | 60
| Roller | 579984 | 60
| Roller | 579983 | 60
| Roller (2) | 470085 | 60
| Roller | 473146 | 60
| Roller | 475453 | 30
| E Roller {includes bearing} | 467017 | 30
| G Roller {includes bearing} | 470085 | 30
| H Roller Assy {includes bearing} | 458423 | 30
| K Roller {includes bearing} | 467016 | 30
| Gear | 458182 | 90
| Gear A W | 470767 | 60
| Tooth gear - (29) | 458385 | 75
| Gear | 458384 | 60
| Gear | 458382 | 60
| Gear A N | 468354 | 60
| Gear | 467564 | 60
| Gear | 458383 | 60
| Bearing (2) | 452128 | 30
| Bearing (2) | 474003 | 30
| Bearing (2) | 47237 | 30
| Bearing (2) | 465361 | 30
| Bearing (2) | 469648 | 30
| Bearing (2) | 190481 | 30
| Spacer | 458236 | 60
| Spring (2) | 459344 | 60
| Thermostat (53) | 472992 | 30
| Pulley Assembly | 469070 | 15
| Left hand worm (5) | 458189 | 30
| Right hand worm. (3) | 458191 | 30
| Chain | 469349 | 15
| Circuit breaker (CB4) | 183886 | 15
| Circuit breaker (CB1) | 184815 | 15
| Sold state relay | 418734 | 15
| Thermostat Assy | 418724 | 30
| Board | 621472 | 15
| Thermistor | 418730 | 30
| Belt 1 1\2 Larg | 474442 | 30
| Blower motor and pully Assy | 474694-1725 RPM | 15
| Receptacle Assy | 472962 | 15
| Thermometer | 474156 | 30
| Switch (57) | 186153 | 171
| Heater R1 , R2 | 183153 | 30
| Belt 1 1\4 small | 474442 | 30
02-05-00415 | Diagnostic X-Ray Apparatus with TV system
KXO-12 / DT-KAR / TV
H.P. Transformer and controller
including woodam platform
| (2 inches) DC-12F/DC-12B 220V/50HZ |  | 9
| X-Ray tube | DRX 180A | 30
Diagnostic X-Ray table with L/F bucky DT-KAR/TF-7M-4/LF
| Bucky for x-ray table |  | 30
| Television camera with vidicon tube Mtu-22A |  | 12
| 17 inch monitor Tum-17A |  | 12
| Monitor cart FDG-004B |  | 12
| H.P. Silicon rectifier | OR1 QYZ41 | 30
| (HRU-A) H.P. changer | PX11-01820 | 18
| Silicon compound | TSF-451-30M-15G | 15
| Timer unit | PX12-03760 Gr-1 | 30
| Over load P.C. board | PX12-10310 Gr-2 | 30
| Over load P.C. board | PX12-10340 | 30
| Over load P.C. board | PX12-10355 Gr-2 | 30
| Relay 912-1068 |  | 30
| Relay M4P3A-100VAC |  | 30
| Current Relay | 912-1083 | 30
| P.C. Board | 2X90-00044 | 15
| Timer delay relay | 812-3034-01 | 30
| Timer delay relay | 812-3034-02 | 30
| Timer delay relay | 812-3038-01 | 30
| Micro swit ch | 910-005g | 30
| Mercury switch | 910-5003 | 90
| Pilot lamp | 901-5063 | 300
| Neon lamp | 901-4071-01 | 60
| Motor | 914-0055-01 | 30
| Gear head | 10625 | 30
02-05-00416 | Shimadzu CO.
Model: X-Ray eq.
MC – 100L – 30
| X-Ray tube assembly | Circlex 1.2uG13AN-305 | 60
| X-Ray tube in serted |  | 60
| Bellow for x-ray tube kind 1.24G 13A |  | 120
| KV-mas control – 20 | 501-64360 | 75
| Transistor unit – 10 | 501-06663D | 105
| High voltage transformer r-Assembly | 501-06560I | 45
| INDI cator – 20 | 501-07016B | 60
| mAS selector – 20 | 501-07017C | 60
| Transistor 2SC3214 | 060-43214 | 150
| Transistor 2SC1875 | 060-25875 | 150
| Collimator type R-20 MC | 500-16018-02 | 18
| Timer switch PDL-30 | 500-04835-01 | 60
| Shutter Assy | 501-93209 | 60
| Lamp trans . unit assy | 501-93200-01 | 30
| Lamp JC12-100Y | 500-04379 | 150
| High tension cable | 509-41980-19 | 54
| Bearing # 6200ZZ | 030-05000 | 120
| Bearing # 6206 | 030-04006 | 120
| Magnetic lock | 501-44865 | 60
| Mag netic lock holder | 501-89583 | 60
| Bearing 60 10 ZZ | 030-030 10 | 120
| Bearing 6201 ZZ | 030-05001 | 120
| DC Solenoid | 500-13802 | 30
| Hand switch | 510-64001 | 150
| Digital panel meter | 080-82468-03 | 75
| Electro magnetic counter | 080-73132 | 60
| Selector switch | 500-13550 | 30
| Knob MSA 40S-6 | 037-02323 | 60
| Variable resistor | 500-12925 | 30
| mAS selector | 501-65534 | 60
| Push button switch | 500-13551 | 30
| Display lamp assembly | 501-64354 | 30
| KV,mAS control assembly | 501-64359 | 30
| Base plate assembly | 501-64366 | 9
| Transistor unit – 10 | 501-63469 | 60
| High tension generetor | 501-63852-01 | 18
| Capaeitor | 500-03189-01 | 60
| High tension generatingl unit | 501-63854 | 108
| Reetifier | 500-03415-01 | 60
| H.T socket | 502-07437-01 | 60
| Grid control | 501-68173 | 60
| Discharger | 501-63866 | 15
| Capacitor | 055-01021 | 30
| Capacitor | 055-01023 | 30
| Resistor | 052-04622-00 | 30
| Resistor | 052-04610-02 | 30
| Diode | 060-14755 | 60
02-05-00417 | Shimadzu CO.
X-Ray eq.
ED 125L ( 500 mA)
| Technique sel. – 10 | 501-63453-01 | 90
| MA selector – 10 | 501-63454-01 | 90
| Line switch EA 62 | 065-93105 | 45
| Sec selector – 10 | 501-63248 | 90
| KV Requlator | 500-04720 | 75
| Main control – 10 | 501-63455 | 30
| Starter – 3 | 501-66353 | 75
| Transistor unit – 10 | 501-63469-01 | 60
| Power supply – 10 | 501-63471 | 45
| mA meter control – 10 | 501-63473 | 120
| EX. Mode control - 10 | 501-63474-01 | 120
| Terminal unit – 10 | 501-63475 | 75
| mA Regulator – 10 | 501-63476-01 | 75
| mA control – 10 | 501-63477 | 90
| sec control – 10 | 501-63247 | 90
| Over load pro – 10 | 501-63478-01 | 45
| HA ND switch | 500-13675 | 120
| SCR unit – 10 | 501-63243 | 60
| Auto trans (400V power source unit only) | 501-63559 | 18
| Tr1 (power) 2SC642A | 060-24642 | 180
| Tr2 (power) 2SC1325 | 500-03412 | 180
| FAN | 042-60088 | 15
| Thyristor D < - 01~ - 02> 150 P 6 SP | 060-34556 | 60
| Filament transformer | 500-14910 | 45
| Terminal board (disk) | 501-62938 | 15
| Diode MD25-512A | 500-03415-02 | 60
| H.T. changle-over switch | 501-62818 | 60
| H.T. socket IEC | 502-07437-02 | 120
| Control unit | 501-62910 | 15
| mA compensation unit | 501-62913 | 15
| Terminal board 4-10A | 501-40839 | 15
02-05-00418 | ( TROPHY Dental X-Ray )
Equipment :- Dental X-Ray
Model :- 11708
Company :- TROPHY - FRANCE
| X-Ray tube (A.generator) | 708(70KV-8mA) | 30
| X-Ray timer | AD 13 | 60
| on-off switch | LS 57 | 30
| Traic | TAG 8606 | 30
| Traic | TAG 8602 | 30
| Integrated circuit | MCS 2241 | 30
| Led (on voltage) | KL 15 | 30
| Led X | KL 18 | 30
| Hand switch timer with cable |  | 60
| Traic | 2N 6343 | 60
| THYRISTOR | CR1TO1HY-2 | 60
02-05-00419 | Toshiba unit
Model :- 12 MD – 500mA
| H.T Cable | 150D, 12RI | 30
| Motor for lift stand | 814-0033C | 15
| V-Belt | A-30 | 18
| V-belt | A-32 | 18
| Standerd card | 25 | 18
| M.C.S cassette | 70-5 | 15
| Complete card relayes Assy | RK10 | 15
| Complete card relayes Assy | RK11 | 15
| Complete card relayes Assy | RK9 | 15
02-05-00420 | Equipment :- Stimulater therapy equipment
Model :- 413 - Eltron D
Company :- Enraf Holland
| P.C board | 2.555.784 | 30
| Patient terminal black | 2524.01 | 60
| Patient terminal (red ) | 2.524.823 | 60
02-05-00421 | Equipment :- Microwave therapy equipment
Model :- Curadar 2000
Company :- Enraf Holland
| Magnetron MG 10 | 8.697 340.001 | 30
| Printed circuit board | 8 – 691.042- 474 | 15
| Potentioweter sk 2 150w | 8 – 644.550.036 | 30
02-05-00422 | Company :- ELECTRO MEDICAL SUPPLIEC (EMS) U.K
Equipment :- Ultrsound
Model :- Therasonic - 5
| Transducer complete with cable and plug | 54 –11 | 105
02-05-00423 | Equipment :- Shortwave Therapy equipment
Medical :- Siener – 6
| Micro switch | 9 – 18
| Valve | 19 – 6 | 30
| Electorde support leg 10 cm size | 30 – 10 | 75
| Electorde cable withend (10 cm) | 31 – 59 | 30
02-05-00424 | Equipment :- Ultrasound
Model :- Sonoline
Model Sx
Model SL-1
Company :- Siemens
| Mother board for souolime (Sx) |  | 6
| Freeze board for sonoline (Sx) |  | 9
| Swtich board for sonoline(SL-1) |  | 6
02-05-00425 | Equipment: - Portable turbine.
Model :- Quayle dental 1001
Company :- Quayle dental
Derotor houce, Dominion way , worthing west sussex ,Bn14 8QN England
| Pressure switch for mobile unit (1001&1002) |  | 750
| 3- way syringe for mobile (1001& 1002) |  | 600
| Complete hand piece turbine |  | 600
| Foot switch |  | 150
| Rotor for H.P (turbine) |  | 1500
| Angle H.P for complete |  | 600
| Air motor |  | 300
| Hose for mobile (4 hole) (meter) |  | 600 meter
| Pressure gauge |  | 150
| Cartridge for angle H.P |  | 600
02-05-00426 | Equipment :- Light cure .
Model :- Quayle dental . (101) spectrom
Company :- Quayle dental MFG Co.LTD .
Derotor hauce, Dominion way , worthing west sussex ,Bn14
8QN England .
| Gun for light cure |  | 300
| Timer board for light cure |  | 150
| Bulb for light cure |  | 3000
| Fan for gun |  | 750
02-05-00427 | Equipment :- Ultrasonic Dental Unit
Model :- 700 – 11
Company :- Dentsply ( U.S.A )
| Regulator For water | 62516 | 600
| Solenoid valve | 61190 | 75
| Water Supply hose | 69040 | 150
| Cavitron lnsert tel-10 | 6121-708 | 600
| Cavitron lnsert Ftl-9 | 6121-803 | 600
| cable For lnsert Complete |  | 300
| Spray for air bearing H.P. tutbine |  | 1500
| Spray for H.P. tutbine ( ball bearing type ) |  | 6000
02-05-00428 | Equipment :- Prostetic engine
Model :- Quayle dental .
Company :- Quayle dental MFG Co.LTD .
Derotor hauce, Dominion way , worthing west sussex ,Bn14
8QN England .
| Carbon brush For prostetic engine |  | 3000
| Flexible cable complete for prostetic engine |  | 1500
| P.C board for foot switch to prostetic engine |  | 600
02-05-00429 | EquiPment :- Ammelgametor
Model :- Degussa
Company:- Degussa AG, Gescha flsbexeich dental D-600 frank furt11
| Dispensing knob | 2352 – 2215 | 750
| Universal dispenser 2. Complete | -2018 | 300
| Dental wheel | -2043 | 300
| Blocking magnet ,complete | -2223 | 150
| Circuit board display ( timer ) | -2235 | 150
| Frame for display | -2214 | 30
| Mixing tube 2 , complete | -2226 | 750
| Capsolate | 2351 - 1001 | 1500
| Mixing motor 2 , complete | -2224 | 75
02-05-00430 | Equipment :- Ammelgametor
Model :- Ultimate 21
Company :- Quayle dental
Derotor hauce, Dominion way , worthing west sussex ,Bn14
8QN England
| Timer p.c board |  | 225
| Mixing ( Hg & alloy ) chamber complete |  | 225
02-05-00431 | Equipment :- Kavo werk dental unit
Model :- Dynamic 1033
Company :- Kavo werk deutal einrichtungen vertiebsgesells chaft mbh
D- 7950 biberach / rib 1. West germaney
| Board | 641. 1020 | 315
| Board | 705. 2991 | 195
| Board | 734. 0571 | 495
| Bulb for projector |  | 600
| Foot switch complete |  | 60
| Turbine hose complete |  | 165
| Micromotor hose complete |  | 165
| 3 - Way syringe hose |  | 135
| 3 - Way syring complete |  | 135
| Block | 705. 3341 | 195
| Board | 715. 1471 | 135
| Hose for foot switch |  | 180
| Angle handpiece |  | 120
02-05-00432 | Equipment :- Scaler
Model :- Quayle dental
Quayle dental MFG co LTD
Company :- Derotor house dominionway , worthing west
sussex BN 14 & QN England .
| Complete hand piece for scaler |  | 18
02-05-00433 | Equipment :- Glass distilter
Model :- YX ^
Company :- JSC chimlaborpribor (RUSSIA)
| Level regulater | m6 5.887.268 | 300
| Adapter | m6 6.u53.294 | 900
| Adapter | m6 453 294 | 900
| Float - type flow meter | m6 5.183.065 | 600
| T. piece connector | ro 7.357.251 | 60
| Heater ( R - 52 ohm ) | m6 5.863.060 | 900
| Heater ( R - 55 ohm ) | m6 5.863.060.01 | 900
| Vessel | m6 5.887.267 | 300
02-05-00434 | Equipment :- Ventilator
Model :- 9100S
Company :- Blease (UK)
| Flow board and transduser (si 106) EP 7629 | 3.2.H | 150
| Oxygen transduces ( si 1101 ) | 3.1.6 | 750
| I.E valve ( 900119 - 1 ) | 3.2.10 | 75
| the inner diphramfor |  | 600
I.E valve
| Expriratory unit ( 900101 - 1 ) | 3.2.1 | 90
02-05-00435 | Equipment :- Operating Labroscope
Company :- Wolf
| Panooiew plus telescope with fixed eyepiece distortion free 25 dyree working lenght 300mm dram 10mm ( 8934 , 412 ) |  | 30
| 8923.013 Riow - trocar sleeves with magnetic ball valve and stopcock , metal sleeve ,distal obligue , capacity 10 mm working length 100 mm . |  | 30
| 8923.123 Trocar , pyrmadial diam 10 mm , working length 100 mm. |  | 30
| 8921.013 Rlwo - art trocar sleeve with magnatic - ball - valve and with stopcock metal sleeve standand distal obligue capacity 5.5mmworking length 100mm . |  | 30
| 8921.123 Trocar with pyramidiol tip diam 5,5mm working lenght 100mm for riwo art - trocar sleeve . |  | 30
| 8923.801 Vario - port reducing adapter , 10mm to 5.5mm and 12.5mm to 5.5mm for riwo - art trocar . |  | 30
| 8386.001 Endodilator diameter 14mm 3 boanches , handle with locking mechanism 55mm working length . |  | 30
| 8393.231 Grasping forceps with 5mm , both jaws opening , 310mm working leagth , complete lnstrument , 8393 – 234 , 8393.911 8393.964 . |  | 30
| 8393 , 221 Grasing forceps , 18mm 5mm , rapered both jaws opening 310mm , ol , complete irstrument 8393 - 224 , 8393 , 911 , 8393 . 964 . |  | 30
| 8393 , 251 Univrsal grasping forceps 5mm both jaws opening 310mm working length complete - instnument : 8393 – 254 , 8393 - 911 , 8393 - 964 . |  | 30
| 8393 , 401 Biopsy forceps spiked , 5mm both jaws opening 310ml , complete instrument 8393 - 404 , 8393 - 911, 8393 - 962 . |  | 30
| 8393 , 141 Atraumatic grasping forceps 5mm diameter . |  | 30
| 8395 , 201 Grasping forceps 2/3 pronged 10mm 810mm ol complete - instrument 8395 - 204 , 8395 - 901 , 8393 - 953 . |  | 30
| 8393 , 012 Modular sulssors diameter 5mm curved left , 310mm working length "metzenbaum " comprlsing 8393 - 015 , 8393 , 911 , 8393 - 692 . |  | 30
| 8393 , 003 Hooked scissors serrated 5mm , 310mm ol , complete - instrument 8393 - 006 , 8383 , - 911 , 8393 - 962 . |  | 30
| 8393. 701 modular bipolar forceps diameter 5mm , insulated compring , 8393 - 704 , 8392 - 921 , 8393 - 922 , 8393 – 972 , 8393 , 973 . |  | 30
| 8108 , 031 HF- bipolar cable 3m long (also suitable for martin units) |  | 30
| Hook eleetrode 8383 , 423 . |  | 60
| 810b . 04 HF connecting cable 4m long . |  | 30
| Guide sleeve diam 10mm ( for clip applicator 8389 - 801 ) |  | 15
| 8389 , 911 Glip applicator for enticon ligaclip , extra LT 300 . |  | 15
| Needle holder 3mm ( 8383 , 52 ) with read justing spring and sliding seal for in 8383 . 78 . |  | 30
| 8383 , 534 Needle holder diam - 5mm curved right , axially aligned handle with locking mech anism . |  | 30
| 8383 , 78 Applicator for ethibinder . |  | 15
| 8383 , 551 knot manipulator for extraco rporeal knots for use in 8383. 78 . |  | 15
| 8383 , 65 L,njeation and punction canula 1.8mm diamete ( 15c ) |  | 30
| Veres - needle ( 8302 - 12 ) . |  | 30
| Co2 cylinder 25 liter . |  | 30
8302 - 15 Veres camula for establishing the pneuno peritoneun with ner - connector
| ( 886.00 ) 150mm long . |  | 30
| neutral eledtrode for martin me 200, HF genet rator . |  | 15
| Double foot switch for matin ME 200 |  | 15
| Bipolar foot switch for matin ME 200. |  | 15
5511 - 001 CCD - Endocom 5511 camea head with C-momt PAL colour system
| C-mount adaptor incl 13.103.50I |  | 15
| 85261 - 272 Rioo - lems with C- mount - connector immersible and steam sterili sable focus length F.27mm . |  | 15
| Halogen lamp , 24 V , 250W |  | 750
| Fiber light cable longht 2-3cm diam 4-5mm ( 8061, 453 ) |  | 30
| aeaning brushes |  | 150
| 89,02 Rubber washers |  | 150
| 89,08 Rubber washers |  | 150
| S- video cable |  | 60
02-05-00436 | Equipment :- Speetrophotometer
Model :- Spectronic 20
Company :- Milton Roy
| Bulb |  | 1800
| P.C board |  | 225
| Photo tube |  | 300
| Monochrometer |  | 135
| Transister 3055 |  | 375
| Bridge rectifier |  | 150
| Tube holder |  | 150
| Resister 7K ohm |  | 300
| Resister ¼ ohm |  | 150
02-05-00437 | Equipment :- Hemometer
Model :- HB-210
Company :- Citoh and colti
5-1 Kita - aoyama 2 chome
Minato ku, Tokyo 107 Japan
| Pump |  | 75
| Printed board |  | 150
| Lamp source (6 V 1.5 A) |  | 90
| Drain glass |  | 60
| Sampling glass |  | 150
| Potentiometer | RV 24 XN 205 | 30
BIK ohm
02-05-00438 | Equipment :- Bilimeter -D 332
Model :- 332 D
Company :- mochida pharmaceuticall 10 LTD
HEAD office 7 Yotsuya 1.chome
Shin jnicu-ku,Tokyo
160 JAPAN
Telex 28922 ( Mochidas)
| Interferrece filter for 455 mm |  | 60
| Interferrece filter for 575 mm |  | 60
| LAMP ( 6V 3A) |  | 150
| Different kinds of boards |  | 5 per each type (total=20)
| Cuveete holder |  | 30
02-05-00439 | Equipment :- Bilimeter ( Nippon)
Model :- A- 500
Company :- Japan , osaka nippon shojikaisha ltd 30,Kokumach
2- chome , Higashi-KU
| Printed circuit boand ( TEL-330) (completed boand) |  | 30
| Bulbs |  | 60
02-05-00440 | Equipment :- Spectrophotometer
Model :- ANA 72
Company :- Japan engneering
| Bulb |  | 300
| Photo cell |  | 150
| Board |  | 30
| Cuvette holder |  | 75
02-05-00441 | Equipment :- Defibrelator
Model :- 2006
Company :- CR
| CR Recorder assy |  | 15
| Styles for gs recorder |  | 75
| Battery 24 V - 1 A |  | 150
| Drain raly |  | 60
| Capcitor 32 mf / 5kv |  | 75
| KM 13 Relay |  | 60
| KM 14 Kilover reley |  | 60
| P.C.B for charger CR |  | 30
| LM 317 T |  | 150
| Paddle for DC shock |  | 60
| Poasrnt cable socket |  | 60
02-05-00442 | Equipment :- Defibrelator + Central Station
Model :-3215,261130,264130,3200,2400,261125,261024,4135,2015,
Company :- American Optical
| P.C. B assy mother | 261108-810 | 24
| Defletion P.C.B assy | 1108-811 | 24
| Memory P.C.B assy | 1108-812 | 24
| Delyed P.C.B assy | 1108-814 | 24
| Mother P.C.B | 1130-01-0840 | 24
| Digital meter | 0120-0037 | 24
| Alarm power supply P.C.B | 1131-01-0831 | 15
| Writing sty lus | 5007 | 30
| Mother P.C.B | 4135-913 | 15
| Patientlc alarm P.C.B | 4135-816 | 15
| Input filter board | 1134-820 | 15
| Pre-amp P.C.B assy | 1134-0821 | 15
| Power supply P.C.B | 1134-822 | 15
| Rate P.C.B assy | 1134-823 | 15
| Cave P.C.B assy | 1134-824 | 15
| Alarm limit P.C.B | 1134-825 | 15
| Mother P.C.B | 3215-810 | 15
| Amp P.C.B | 3215-811 | 15
| Osciltatar decteetor P.C.B | 3215-812 | 15
| Per limit P.C.B | 3215-813 | 15
| Mother P.C.B | 1144-810 | 15
| Modal w P.C.B | 4000-0853 | 15
| Relynl ator P.C.B | 4006-851 | 15
| Demodulat ors P.B | 4006-854 | 15
| Logic P.C.B | 2015-810 | 15
| P.C .B Power supply | 2015-811 | 15
| Amplifiers P.C.B | 8300-28 | 15
| Alarm systol P.C.B | 261024-810 | 15
| Power supply P.C.B | 261108-811 | 15
| Peslection assy P.C.B | 261105-812 | 15
| Power supply P.C.B | 264006-852 | 15
| Alarm power supply P.C.B | 4008-NCN | 15
| Power supply P.C.B |  | 15
| Transistor 2 N 3940 |  | 60
| P.C. B for cardio treaser | 4015-851 | 15
| P.C.B for cardio treaser | 4005-851 | 15
| P.C.B for cardio treaser | 264005-852 | 15
| P.C.B for cantor scope |  | 15
| Digitl meter assy | 262005-812 | 15
| P.C.B assy recorder | 3018-0810 | 15
| P.C.B assy cantrol | 2018-0810 | 15
| Inverter assy | 2018-811 | 15
| P.C.B assy monl part |  | 15
| P.C.B assy monl part | 2610-02-851 | 15
| Deflection P.C.B ( 1218 - 813 ) | 1218-813 | 15
| Memory P.C.B ( 1218 - 810 ) | 1218-810 | 15
| Diode edl 8746 HV diode |  | 150
| Patient cable |  | 300
02-05-00443 | Equipment :- Ultrasound therapy equipment
Model :- Sonopuls 407
Company :- Enraf Holland
| Printed circut board complet | 407.62 | 15
| PC board ( small P.C board) complet | 2555.999 | 15
| Big transducer | 1407.8 | 30
02-05-00444 | Equipment: cathedrization
| Up-grading of cathedrization equipment, Model BICOR |  | 3
02-05-00445 | Equipment:-ECG
| Stimulator-ECG generator |  | 9
02-05-00446 | Equipment:- Argon laser
Company:- Biophysies
| Argon laser tube | Model:-168-97 | 12
| Microprocesser | PCB JN 770 | 24
| Power supply (Black) | 604 M | 18
| Fiber optic cable |  | 24
| Switching control | PCB 601 B | 18
| Low voltage power supply | JN 700 AD | 18
| Flow-switch PCB |  | 30
02-05-00447 | Equipment:- Gastroscope(adult &pediatric)
Company:- Olympus Japan
| Main tube | GIF-Q 015445 | 9
| Main tube | GIF-IT 8-2011327 | 9
| Main tube | GIF-3 | 9
02-05-00448 | Equipment:-X-ray unit (500mlm)
Company:- Shimadzu Japan
| X-ray tube | R20 62816521 | 33
| Transformer | AP 150 L-3-64278409 | 9
02-05-00449 | Equipment:-X-ray unit (100mlm)
Company:- Shimadzu Japan
| Control | HP 150 13-10 | 3
| T.V | M-16 405-6302045 | 3
| X-ray tube | R-30 64608922 | 3
| Large Transformer | HD-150 B-10-6322441 | 3
02-05-00450 | Equipment:-Sonar
Company:- Concepte
| Probe |  | 3
02-05-00451 | Equipment:-ECG
Company:- Nehon Koden
| Styles |  | 30
| Patient Cable |  | 30
| Galvanic |  | 15
| PCB |  | 15
02-05-00452 | Equipment:-ECG
Company:- Yamcoshy
| Styles |  | 105
| Patient Cable |  | 330
| Galvanic |  | 90
| PCB |  | 45
02-05-00453 | Equipment:- Microscope
Company:- olympus
| Lamp |  | 360
02-05-00454 | Equipment:- Microscope
Company:- Zieze
| Lamp |  | 360
02-05-00455 | Equipment:- Operating theatre projector
Company:- DKK
| Lamp |  | 150
02-05-00456 | Equipment:-Suction unit type Ersole
Company:- England
| Motor |  | 105
| Bottle |  | 105
| Washer |  | 105
02-05-00457 | Equipment:- Autoclave type Takizawa
Company:- olympus
| Heaters |  | 90
02-05-00458 | Equipment:- Autoclave type Thakari
| Heaters |  | 15
02-05-00459 | Equipment:-Sphgmomanometer
| Mercury |  | 3000 gram
| Bulb with valve |  | 6060
02-05-00460 | Equipment:- Cautry unit type Martin 2000
| PCB different for generator and generator 2 |  | 18
| Fuse |  | 30
| Earth plate |  | 30
02-05-00461 | Equipment:- Centrifuge T30 T32
| Motor |  | 165
| Variable resistance |  | 315
02-05-00462 | Equipment:- Monitor A-O
| Patient cable |  | 30
| PCB |  | 30
| Adapter |  | 150
02-05-00463 | Equipment:- ECHO type ausonics type Austraition
| Probe |  | 3
| PCB |  | 3
02-05-00464 | Equipment:- X-ray
Company:- Shimadzu 500m Amp. With TV
| Tube |  | 6
| Halogen lamp |  | 15
02-05-00465 | Equipment:- Short wave Angiograph (cardiac)
| Capacitor 100 PF |  | 12
| Tube opti 150/ud/10 c |  | 3
| PCB D89-D79 |  | 9
| PCB D129 |  | 9
| PCB D58 |  | 9
02-05-00466 | Equipment:- Microcentrifuge PCV
| Motor |  | 60
02-05-00467 | Equipment:- Proccessing unit(devloping)
| Motor |  | 3
| Relay 24 volt |  | 9
02-05-00468 | Equipment:- Automatic 420
| Rack for devloper |  | 3
| Rack for fixer |  | 3
| Thermo for heating of devloper (timer) |  | 6
02-05-00469 | Equipment:- Terdmill
| Recorder for holter |  | 15
02-05-00470 | Equipment:- Steady X-Ray (medio)500ma(51,50)
Quntity :2
Company:- Holland
| Sellector K.V |  | 6
| X-ray tube |  | 30
| Diofrom |  | 30
| Main board CP1,CP2,CP3,CP4,CP5,CP6,CP7,CP8 |  | 18
| Diofrom lamb 12V |  | 6
02-05-00471 | Equipment:- Steady X-Ray (Shemadzio)500mA ED-125+B6814
Quntity:1
Company:- Japan
| Halogen Diofrom lamp(12V) |  | 6
| X-ray tube |  | 3
| Hnde switch |  | 6
| Main boards |  | 3
02-05-00472 | Equipment:- Movable X-ray mc.125 300mA
Quntity:5
Company:- Japan
| X-ray tube |  | 3
| Hand switch |  | 3
| Diofrom lamp(12V) |  | 3
| Main boards |  | 3
| High tention cable |  | 3
| Relly timer |  | 3
02-05-00473 | Equipment:- X-ray (Tosheba) 300mA
Quntity:2
Company:- Japan
| X-ray tube |  | 3
| Hand switch |  | 3
| Diofrom lamp(12V) |  | 3
| High tention cable |  | 3
| Relly timer |  | 3
02-05-00474 | Equipment:- Outomatic film fixer x-ray
Quntity:7
Company:- Italy
| Main rack |  | 3
| Main shaft |  | 3
| Main motor |  | 3
| Main board CP1,CP2,CP3,CP4 |  | 3
| Main thermoster |  | 3
| Microswitch |  | 3
| Mainrelly 220 V |  | 3
| Thermal projector |  | 3
| Heavy |  | 3
| Rollor |  | 3
| Dislly |  | 3
02-05-00475 | Equipment:- Incubator
Quntity:19
Company:-England
| Motor |  | 15
| Outcover |  | 6
| Switch(ON-OFF) |  | 30
| Baby bed |  | 54
02-05-00476 | Equipment:- electrocardio graph
Quntity:31
Company:- Japan
| Styles |  | 30
| Chest electrode disk |  | 60
| Bands |  | 60
| Paitient cable |  | 30
02-05-00477 | Equipment:- Cutery marten
Quntity:10
Company:- Germany
| Hand switch |  | 24
| Foot switch |  | 24
| Biboler wier |  | 24
| Control board |  | 12
| Switch board |  | 12
| Board G1 |  | 12
| Board G2 |  | 12
| Main transformer |  | 12
| Power transtor |  | 180
| Slide resester |  | 30
| Resistance 2.2 board(R 2.2) |  | 30
| Resistance 6.8 board |  | 30
02-05-00478 | Equipment:- Cutery Ascolap
Quntity:6
Company:- Germany
| Power transtor Bu 247 A |  | 60
| Foot switch |  | 12
| Control board |  | 12
| Seet control board |  | 12
| Hand switch |  | 18
02-05-00479 | Equipment:- Cutery Dadone
Quntity:2
Company:- England
| Transformer |  | 18
| Foot Switch |  | 6
| Hand Switch |  | 6
02-05-00480 | Equipment:- New LEO
Quntity:2
Company:- Japan
| Rubber Tube |  | 6
| Lamps |  | 6
| Compressor(LEO) |  | 6
| Hand Beas(Turben) |  | 12
02-05-00481 | Equipment:- Aevosol products
Quntity:57
Company:- England
| Motor |  | 90
| Motor rubber cover |  | 210
| Rubber Tube |  | 60 meter
| System arme |  | 150
| Filter |  | 150
| Flassk holder |  | 30
02-05-00482 | Equipment : ECG
Company & model : A 03200 EYM- 102 Japan 5151 Japan.
| Styles |  | 30
| Operating Switch |  | 30
| - Galvanometer |  | 18
| Role moving Motor |  | 18
| Different resistants |  | 30
02-05-00483 | Equipment : Sucker
Company & model: AEROSOL SAM-20
| Internal motor Ball Bearing |  | 120
| Washers |  | 180
| Pistans with Ball Bearing |  | 180
| - Filter |  | 180
| Hoses |  | 180
| Gage |  | 180
| Operating Switch |  | 180
| Motor |  | 180
02-05-00484 | Equipment :Different centerfuge
Company & model : H-103 cocozan Reme
| Armeture |  | 18
| Motor coil |  | 15
| Carbon |  | 42
| - Switch timer |  | 18
| Operating Switch |  | 18
| Lamp |  | 15
02-05-00485 | Equipment : Auto clave
Company & model : TAKIZAWA MB H107S DALKYO VA- 4265 LEZUEUS ETS.
| Differentheaters |  | 60
| Differentheaters water Pump |  | 30
| Contactor |  | 30
| Thermostate |  | 30
| Thermal Gage |  | 18
| Board signal Lamp |  | 30
| Hydrometer |  | 30
| Fuses |  | 24
| Circuit breaker |  | 30
02-05-00486 | Equipment :Different sterilizers
Company & model
| Heaters |  | 210
| - Thermostat |  | 210
| signal Lamp |  | 210
| Operating Switch |  | 210
02-05-00487 | Equipment : Water bath
Company & model : Memmert Germany
| Ceramic Heater |  | 180
| - Thermostat |  | 180
| signal Lamp |  | 180
| Operating Switch |  | 180
| Mercurial Switch |  | 180
| - Thermometer |  | 180
02-05-00488 | Equipment : Sphigmomanometer (Air, Mercury)
Company & model :
| Rubber Belt |  | 4620
| Tissue Belt |  | 4620
| Sprayer |  | 4590
| - Valve |  | 4620
| Mercury Container |  | 3060
| Scaled Glass tube |  | 1620
| Gage |  | 870
02-05-00489 | Equipment : Cautery Martin
Company & model : 2000 Martin Germany
| Earth plate |  | 330
| Power supplier |  | 33
| - 2.2 Ωthermal resistant |  | 210
| Diode |  | 180
| - 6.8 Ωthermal resistant |  | 210
| - 8A,2A , 6.3A Fuse |  | 390
| Relay coil |  | 60
| - IC , Voltage fixer |  | 60
| - Bux 80 power transistor |  | 360
| Earth plate Socket |  | 120
02-05-00490 | Equipment : Automatic processor
Company & model : I.M.S. (CGR)
| Fixer Rack |  | 30
| Develop Rack |  | 30
| water Rack |  | 30
| Drying Rack |  | 30
| Different Relays |  | 30
| Fuses |  | 60
| Heaters |  | 30
02-05-00491 | Equipment : X-Ray unit system Shimadzu 500 mA with T.V
Company & model: Shimadzu
| Ray Tube |  | 27
| TV Tube |  | 12
| Hand switch |  | 42
02-05-00492 | Equipment : Diff. Operation projector
Company & model : Japan
| - DKK 24V lamps |  | 3030
| - 12 V 35W lamps |  | 90
| Charger |  | 30
| Glass Cover |  | 90
02-05-00493 | Equipment : C.C.U
Company & model: A.O.C
| Styles |  | 6
| Adaptors |  | 90
02-05-00494 | Equipment : Diff. Infrared
Company & model : Original HANAU 3030 A Strazux Super 2000
| Heater with Glass |  | 24
| Operating Switch |  | 9
| TIMER |  | 6
02-05-00495 | Equipment : Microwave
Company & model : Siemens\ Germany I 1005
| Megatron |  | 6
| Maintransformer |  | 3
| Thermal controlling bridge |  | 6
| - Fan |  | 3
| U.V Lamp. |  | 6
| Diff. Valve |  | 18
| TIMER |  | 3
02-05-00496 | Equipment : Short Wave Set
Company & model : Siemens/ 608/ Germany E.M.S England 76-4
| Operating Switch |  | 36
| Thermal controlling bridge |  | 36
| TIMER |  | 48
| Thermal felamets |  | 36
| Rubber gloves |  | 60
| Diff. Thermal Resistant |  | 60
| Diff. Valve |  | 51
02-05-00497 | Equipment : Specol set
Company & model : Carizeiss DDR
| Lamp |  | 9
| Photocell |  | 9
| Diff. Lenses |  | 30
| - Main transformer |  | 9
02-05-00498 | Equipment : Ultrasonic
Company & model : E.M.S England Enraf
| Probe |  | 45
| Operating Switch |  | 45
| Power transistor |  | 480
| Diff. Resistants |  | 330
02-05-00499 | Equipment : Wax bath
Company & model : Enraf Holland 182
| Heaters |  | 12
| Operating Switch |  | 6
| - Thermostat |  | 3
02-05-00500 | Equipment : Vertibra Tractor
Company & model : Ito Japan Itc – 100 – 5
| Traction cord |  | 6
| Motor |  | 3
02-05-00501 | Equipment : Hb meter
Company & model : Hb 210
| Ameter |  | 9
| Electronic Board |  | 9
| Photo cell |  | 9
| Lamps |  | 18
02-05-00502 | Equipment : Microscope
Company & model : Olympus BHC – BV
| Lamps |  | 360
| Transformer |  | 63
| Electronic Board |  | 75
02-05-00503 | Equipment : AA2 Autoanalyzer
Company & model : Ti7 unicon / France
| Lamp |  | 6
02-05-00504 | Equipment : Dental unit
Company & model: New Leo / Japan
| Lamp. |  | 6
| Turbine Washer |  | 30
| Hand piece Washer |  | 30
| Light base |  | 15
| - Light ON – Off switch |  | 9
| Pressure Switch |  | 9
| - Fuse |  | 6
| Roter angle Hand piece |  | 12
| Sterile water Container Washers |  | 24
02-05-00505 | Equipment : Dental light cure
Company & model : Qialxie Dental
| Prisme |  | 6
02-05-00506 | Equipment : Amalgamater
Company & model : Degussu Dentomot
| Capsule |  | 6
02-05-00507 | Equipment : Developing Machine
Company & model : Kodak/ Germany
| - Gear – 458383 |  | 6
| - Shaft – 472315 |  | 6
| Bearing- 452128 |  | 6
| Bearing- 472337 |  | 6
| Bearing- 469009 |  | 6
| - Motor – 482362 |  | 6
02-05-00508 | Equipment : Steam sterilizer 7/6,6 series
Company & model : Odelga /Austria
| - Solenoid valve item (14) in the tubing diagram 4010814 |  | 6
| - Solenoid valve item (15) in the tubing diagram 4010814 |  | 6
| - Solenoid valve item (12) in the tubing diagram 4010814 |  | 6
| - Solenoid valve item (V1) in the tubing diagram 4010814 |  | 6
| - One – Way valve Item (31) in the tubing diagram 4010814 |  | 6
| Gasget door |  | 12
02-05-00509 | Equipment : Steam sterilzer vertical construction R/517
Company & model : Odelag / Austria
| - Piston Assembly Item (27) in the tubing diagram No. 3010802 (TSV-434-915) |  | 3
| - Piston Assembly Item (28) in the tubing diagram No. 3010802 (TSV-454-915) |  | 3
| - Piston Assembly Item (30) in the tubing diagram No. 3010802 |  | 3
| - Thermostat Item (2) in the tubing diagram No. 3010802 |  | 3
| - Piston Item (31) in the tubing diagram No. 3010802 |  | 3
02-05-00510 | Equipment : Invertomatic (UPS)
Company & model : Energy conversion ltd. 6595 Rizzion to carno / Switzerland
| - Electronic board AGIE Zch. Nr. 618772.8 control + firing 1 IGR … 0509B |  | 3
02-05-00511 | Equipment : Incubator
Company & model : Vickers / England
| - Complete plastic cabinet. (50-60 HZ , 220 V) |  | 3
02-05-00512 | Equipment : Ventilator
Company & model : Dragger / Germany
| - Valve Item (131) |  | 3
02-05-00513 | Equipment : X-Ray Equipement/ Mobile
Company & model : Shimadzu / Japan
| X-ray tube |  | 3
02-05-00514 | Equipment : Indirect ophthalmoscope
Company & model : Dualite / England
| - Lamp 6V – 30 W |  | 300
| head fitting |  | 30
02-05-00515 | Equipment : Phocimeter
Company & model : Top con / Japan LM-5
| - Lamp LM 8802 220V- 15W |  | 150
| - Lamp 6V – 15W |  | 150
| - Lamp 220V – 15W |  | 150
02-05-00516 | Equipment : Phocimeter
Company & model : Indmi / Japan
| - Lamp 220V- 15W |  | 150
02-05-00517 | Equipment : Phocimeter
Company & model : TMI / Japan , LM-EX
| - Lamp 220V- 15W |  | 150
02-05-00518 | Equipment : Operating microscope
Company & model : Heraeus W/ Germany
| - Lamp 22.8 V- 50W |  | 450
02-05-00519 | Equipment : Echo - Ultrasound
Company & model : Ophtascan B-C Echo
| Probe' |  | 30
02-05-00520 | Equipment : Electric cautery
Company & model : Aesculap / Germany
| - Prob 670 GK |  | 90
| - Foot Switch |  | 60
02-05-00521 | Equipment : Keratometer
Company & model : Top con / Japan
| ' Lamp' |  | 600
02-05-00522 | Equipment : Biometer
Company & model : Storze / Alpha II
| - Probe 046/00083 |  | 30
02-05-00523 | Equipment : Vitrectomy
Company & model : Laser fotoco Agulator S 32
| ' Probe' |  | 18
02-05-00524 | Equipment : Synaptophor
Company & model : Clement clarke / England 2001-610
| - Lamp 6V-3A |  | 150
| - Halogen lamp 6v-20A |  | 150
02-05-00525 | Equipment : Radio scope
Company & model :Eyco / Japan – RS-1
| - Lamp 6V – 25W |  | 90
| - Transformer 6V-20W |  | 15
02-05-00526 | Equipment : ECG
Company & model: Nihon / Japan / ECG-5151
| ' Styles' |  | 30
02-05-00527 | Equipment : Direct ophthalmoscope
Company & model : Keeler
| - Lamp 3.8V |  | 300
| - Lamp 2.6V |  | 300
02-05-00528 | Equipment : Computerised Refractometer
Company & model : Top con /Japan – RM-A5000
| Paper roll |  | 15 boxes
02-05-00529 | Equipment : Cat ford
Company & model : Keeler
| - Motor 12V/2VA |  | 15
| Reverse action STICK |  | 15
02-05-00530 | Equipment : Floor – Operating microscope
Company & model : Zeiss – YS3
| - Hallogen Lamp. 12V/100W |  | 300
| - Fiber oring 303481-8109 |  | 300
02-05-00531 | Equipment : Mounted operative light
Company & model : Hana Zeiss / OPMI 6-CFC XY
| - Hallogen Lamp. 15V/150W |  | 300
02-05-00532 | Equipment : Retinoscope
Company & model : Heine / W.Germany/ HRS 2
| - Lamp. G/803/2.5V |  | 600
| - Battry 3.6V/14HRS / 75mA |  | 1650
02-05-00533 | Equipment : Retinoscope
Company & model : Keeler
| - Lamp 3.6V |  | 600
02-05-00534 | Equipment : Slit Lamp 900
Company & model : Top con/ Haag- Streit AG CH-3097 Liebefeld – Bern
| - Lamp 900 – 930 6V/4.5A |  | 600
02-05-00535 | Equipment : NAG-Yag-Laser
Company & model : Carl Zeiss W.G 306860/ 100-110-120- 127 – 50-60HZ (CPS) 150VA
| - Lamp Wotan 12V - 30W Germany 64250 |  | 300
| Flash ' Lamp.' |  | 75
02-05-00536 | Equipment : Argon laser
Company & model : Zeiss / England / 142941
| Tube |  | 60
| - 4 Angle lense |  | 60
02-05-00537 | Equipment : Less screen
Company & model : Hamblin 313-166
| Foot Switch |  | 12
02-05-00538 | Equipment : Small aevosol products
Company: Germany
Quntity:10
| Motor |  | 15
02-05-00539 | Equipment : Steady projector
Company :Japan
Quntity:15
| D.K.K Lambs |  | 300
02-05-00540 | Equipment : Light source
Company : Germany
Quntity:8
| Lambs |  | 18
02-05-00541 | Equipment : Delivery monitor
Company :Japan
Quntity:8
| Crystal socket |  | 18
02-05-00542 | Equipment :Snoike
Company :Japan
Quntity:6
| Crystal amplifier board |  | 6
02-05-00543 | Equipment : Sphgmonometer
Company :Japan
Quntity:27
| Murcary |  | 6 kilo
| Rubber bag |  | 81
| Cloth bandage |  | 75
| Valve |  | 75
02-05-00544 | Equipment : Water bath
Company :England
Quntity:4
| Heater |  | 3
02-05-00545 | Equipment : Filter(Kagary)
Company : Germany
Quntity:1
| Motor 220 |  | 3
02-05-00546 | Equipment : Microscope
Company :Japan
Quntity:15
| Lamb |  | 30
02-05-00547 | Equipment : Wood lamb
Company :England
Quntity:1
| Glass |  | 3
02-05-00548 | Equipment : Inter red ultra volet
Company :England
Quntity:3
| Regulator |  | 6
| Timer |  | 6
| Lambs |  | 6
02-05-00549 | Equipment : Microscope
Company : Japan
Quntity:2
| Micro switch |  | 6
02-05-00550 | Equipment : Moveble projector
Company : Japan
Quntity:7
| Glass cover |  | 30
| Lamp |  | 72
02-05-00551 | Equipment : Photothater
Company : England
Quntity:6
| Holder |  | 72
02-05-00552 | Equipment : Reteanscope
Company : England
Quntity:2
| Lamp |  | 6
02-05-00553 | Equipment : Selt lamp
Company : England
Quntity:6
| Transformer |  | 6
| Wheel |  | 12
02-05-00554 | Equipment : Cutery tur
Company : England
Quntity:1
| Valve |  | 6
02-05-00555 | Equipment :- ECG monitor
Company : Hellega
Model :SMD 104
| Deflection 93011514+HV board 38800209 &electrode |  | 3
02-05-00556 | Equipment :- Portable X-Ray unit
Company : Toshiba
Model : KCD 12 M.S
| Battery 12 V |  | 12
02-05-00557 | Equipment:- Projector ( portable)
Company : Traflix
Model : Traflix – B
| Battery 12 V |  | 30
02-05-00558 | Equipment:- Photo – Therapy (amp 800)
Company : Hearus
Model : 800
| Power switch 220V/2W + Fan 220V 56018151 |  | 9
02-05-00559 | Equipment:- Microscope
Company :Reichert Jung
Model : Neavar-2
| Compensation for accvity differences |  | 9
02-05-00560 | Equipment:-Ventilateor
Company : Sulla
Model : 808 V
| Vapor 1901 basic unit M 26592 |  | 6
| Volumeter 3000+ Return Valve |  | 3
| Winged nand wheel (M 17783) |  | 9
| Pressure regulator (8402745) |  | 3
| Gas bazziar (M25093) |  | 3
02-05-00561 | Equipment:-Suction unit
Company : Atmos
Model : Rp 90
| O-Ring(M23612) |  | 9
| Motors |  | 9
| Filter |  | Group 1
02-05-00562 | Equipment:-Suction unit
Company : Marobini
| Heater |  | 6
02-05-00563 | Equipment:-Suction unit
Company : Drager
Model : PP 800
| Lamp(12V) |  | 30
02-05-00564 | Equipment:- Bilirobnometer
Company : Orthodaiognashi
Interfernce filter 455 + 575
| Select the monoch-ormatic beam of 455rm or 57rm |  | 3
02-05-00565 | Equipment:- Incubator
Company : Atmos
Model : V-80
| Power switch |  | 12
02-05-00566 | Equipment:- Incubator (portable)
Company : Drager
Model : 5400
| Water container |  | 18
| Set up kits + power box with accumolator |  | 6
02-05-00567 | Equipment:-Vantos
Company :Atmos
Model :Atmorfit E
| Regulator Knob with gradutait |  | 3
| Valve for control pressuer |  | 6
02-05-00568 | Equipment:-Ultrasound System
Company : Toshiba
Model : SAL-35A
| Transformer supply main power |  | 3
02-05-00569 | Equipment:- Sonicate
Company : Sonicode
Model : P206
| Battery nickel/ cadmium 10.5V |  | 18
02-05-00570 | Equipment:- Blood Warmer
Company :DEC
| Electronic board H 840309 |  | 18
02-05-00571 | Equipment:- Developing machine
Company : Kodak
Model : M6
| Drain valve |  | 9
| Fixer rack &developer rack&water rack |  | 3
02-05-00572 | Equipment:-Sonicate
Company : Soniicode
Model : 102R
| Charger transformer |  | 3
02-05-00573 | Equipment:- Centerfuge
Company : Hemafuge
Model : Hearus
| Electronic board 50258 |  | 6
02-05-00574 | Equipment:- typewriter , electric , Arabic
Company : ISK Japan
Model : I1-16
| Gear 30144431 |  | 24
| Drawband 60138189 |  | 60
| Typing core assymble |  | 30
02-05-00575 | Equipment:- Ultrasonic , diagnostic equipment
Company : Aloka Japan
Model : SSD-180
| Prob 3 MHZ |  | 3
02-05-00576 | Equipment:- Neuroton
Company : Siemens west ,Germany
Model : Neuroton
| Output board & control board |  | 3
02-05-00577 | Equipment:- Analyser , glucose bench model
Company : SMD Japan
Model : CL –720
| Control unit pc – board assymble 204-54206 |  | 3
02-05-00578 | Equipment:- Deioniser 250L/ hour
Company : SKR Japan
Model : DAT-1200
| Pc board (control ) 700A61-1 |  | 3
02-05-00579 | Equipment:- X-Ray unit , mobile with image intensifier
Company : SMD Japan
Model : WHA-10
| X-Ray tube model 1A-7X number 470193 ( housing model ) TH- 706 number 1939 |  | 3
02-05-00580 | Equipment:- X-ray film changes PACH unit
Company : SMD Japan
Model :
| 2XBAO- 9123-040 guide roller |  | 9
| 1XBAO – 9122- 00 guide roller |  | 9
02-05-00581 | Equipment:- Analyser , sodium, potassium , lead, bench, model
Company : TIT Japan TOA
Model : NAKL-1
| Flow cell 70x25x55 |  | 6
| J-nozzle |  | 6
| Thermostat |  | 6
02-05-00582 | Equipment:- Auto analyses CL-12
Company : SMD Japan
Model : CL-12
| Solenoid valve 204-6231-01 |  | 6
| Head 204 – 62417 |  | 60 pcs
02-05-00583 | Equipment:- Counter blood cell
Company : SKR Japan TOA
Model : CC-130 System
| Solenoid valve 813 – 0691 –9 |  | 6
| Internal elecrode 813- 0450 – 9 |  | 6
| Connection tube No. 42 (pm) 833- 916- 3 |  | 3 set
| (F- seies pm ) thermistor 813 – 0779-9 |  | 3 set
02-05-00584 | Equipment:- Electroenephalo
Company : graph NKD Japan
Model : EEG-4217
| Thermal head for printer AAA-35358 |  | 54
| Head gride (head electrode) |  | 3
| Paper |  | 6000 m
| INK |  | 60 bottle
02-05-00585 | Equipment:- Electrocardiograph
Company : NKD Japan
Model : ECG-5403
| Main ampilfier p/n ol-501E |  | 3 unit
| Styles |  | 36
| Chest electrode , 5030378 |  | 144
| Limb electrode 5030003 |  | 48
02-05-00586 | Equipment:- Infrared
Company : England
Quantity :3
| Regulator |  | 6
| Timer fixer |  | 6
| Red valve |  | 6
02-05-00587 | Equipment:- Microscope
Company : Japan
Quantity :3
| Micro switch |  | 6
02-05-00588 | Equipment:- Moving projector
Company : Japan
Quantity :7
| Glass cover |  | 30
| (vawer) half solved |  | 72
02-05-00589 | Equipment:- Fototherapy
Company : England
Quantity :6
| Holder |  | 72
02-05-00590 | Equipment:- Retinscope
Company : Sews made
Quantity :2
| Valve |  | 6
02-05-00591 | Equipment:- Slit lamp
Company : Sews
Quantity :6
| Transformer |  | 6
| Slide roller |  | 12
02-05-00592 | Equipment:- Cutting system tor
Company : Germany
Quantity :1
| Power valve |  | 6
02-05-00593 | Disposable needle electrode concentrie | 13 RO1 | 20x(25 piece)each
| Auto claviable concentrie needle electrode | 13 L 30 | 60 each
| Auto claviable concentrie needle electrode | 13 L 31 | 60 each
| Auto claviable concentrie needle electrode | 13 L 49 | 60 each
| Auto claviable concentrie needle electrode | 13 L50 | 60 each
| Auto claviable concentrie needle electrode | 13 L 51 | 60 each
| Auto claviable concentrie needle electrode | 13 L 58 | 60 each
| Electrode cable for all the above | 13 L 01 | 60
| Platenum needle electrode | 13 L 70 | 1500
| Cable for the above | 13 L 06 | 60 each
| Cable for the above | 13 L 08 | 60 each
| Disposable needle electrode scalp (40 piece) | 13 R 31 | 25 x(40 piece)
| Electrode cable for the above | 13 P 06 | 60 each
| Electrode cable for the above | 13 P 08 | 60 each
| Silver chloride dise electrodes 50 piece 5x (50 piece) | 13 P06 | 60 each
| Silver chloride dise electrodes 50 piece 5x (50 piece) | 13 P08 | 60 each
| Silver chloride dise electrodes 50 piece 5x (50 piece) | 13 L20 | 60 each
| Disposable needle electrode semory (25 piece) 20 x (25 piece) | 13 R 24 | 20 x (25 piece)
| Disposable needle electrode semory (25 piece) 20 x (25 piece) | 13 R 25 | 20 x (25 piece)
| Electrode cable for the above | 13 p 02 | 30 each
| Electrode cable for the above | 13 P 12 | 30 each
| Recording electrode | 13 L 37 | 60
| Surface stimulating Electrode-ferigen electrode | 13 L 69 | 60
| Surface stimulating Electrode-ferigen electrode | 13 L170 | 60
| Grounding electrodes different sizes from infant size to the biggest size (5 each) | 13 S 93 | 15 each
| Grounding electrodes different sizes from infant size to the biggest size (5 each) | 13 S 94 | 15 each
| Fixation strap | 13 L 38 | 30
| Stimalating electrodes | 13 L 35 | 30
| Feltip 2x(100 piece) | 13 L 35 | 2x(100 piece)
| Feltip 2x(100 piece) | 13 L 352 | 2x(100 piece)
| Feltip 2x(100 piece) | 13 L 353 | 2x(100 piece)
| Inter connection cable | 13 B 414 | 1x10
| Inter connection cable | 13 B 418 | 3x3
02-05-00594 | Equipment:- Microwave Radio therm 706
Company : Siemens west-Germany
Model :- Radio therm 706
| Output Board |  | 3
| Cable |  | 3
02-05-00595 | Equipment:- Autoanalyser,haematology,major
Company : NKK japan
Model :-S-Plus coulter counter
| Rolling diaghram 6217016 |  | 3
| O-Ring 2512112 |  | 3
| WBC Aperture bath |  | 3
| RBC Aperture bath |  | 3
02-05-00596 | Equipment:- Still,8 liter/hr
Company : Barnstead sybron England
Model :- Fi-streem barnotead
| Boiler 06546 |  | 18
| Heating element 06278 |  | 30
02-05-00597 | Equipment:- X-Ray system Universal remote control
Company : SMD japan
Model :- VS-10
| Carriage drive moter URK 25 GK-A2 including (motor,gear box &mounting) |  | 9 set
02-05-00598 | Equipment:-X-ray system
Company : SMD japan
Model :- R20
| MAS board &overload protection board |  | 9
02-05-00599 | Equipment:-Water purifaction system (RO)
RO module 60412
16 piece
| Timer model H2A 12H,100V |  | 6 unit
02-05-00600 | Equipment:- X-ray processor automatic
Company : Kodak japan
Model :- kodak rp x-omat proccessor
| Developer rack 594125 |  | 6
| Fixer rack 594127 |  | 6
| Water rack (wash rack) 594129 |  | 6
| Developer enterance cronover assembly 594124 |  | 6
| Developer to fixer cronover assembly 594126 |  | 6
| Fixer to wash cronover assembly 594128 |  | 6
| Main drive motor gear |  | 12
| Main drive Shaft gear |  | 12
| 4000 area accumulator 602723 circuit board |  | 6
| 5000 fault monitor 602724 circuit board |  | 6
| Relay (K9) 562245 |  | 12
| Relay 562334 |  | 36
| Fixer heater |  | 6
| Dry heater |  | 6
| Developer heater |  | 6
| Fan motor (Biower motor) |  | 6
| 1000 power circuit board 602720 |  | 3
02-05-00601 | Equipment:- X-ray processor automatic
Company : Italy
Model :-I.M 420
| Developer rack |  | 3
| Fixer rack |  | 3
| Water rack |  | 3
| Dry rack |  | 3
| Styles |  | 30
02-05-00602 | Equipment:- Monitor ICU
Company : NKD japan
Model :- OMP-6200
| ECG connection cable 5570605 |  | 12 pcs
| ECG electrode for disposal electrode (red,yellow,black) |  | 60 pcs
02-05-00603 | Equipment:- Mingograph
Company : Siemens
Model : EEG 21
Quantity: 1
| Galvanometer 6729651E173E |  | 48
| Electrode cable | 6725295E102E | 48
| Electrode cable | 6772016E102E | 48
| Electrode cable | 677200BE102E | 48
| Writing fluid | 6668511E100E | 30
| Paper | 6712368E100E | 60
| Electrodes | 6105928E120E | 9
| Electrodes | 6105936E120E | 9
| Filter | 6612493E100E | 30
| Electrode crene | 6072656EH06E | 15
| Holder cap | 6705902E120E | 6
| Writing fluid system | 6767024E141E | 3
| One-Channel band | 6791032E183E | 3
02-05-00604 | Equipment:- Ultrasound
Company : Siemens-Germany
Model : SL-2
| Linear probe 5MHZ |  | 3
| Linear probe 305 MHZ |  | 3
| Sector probe 5MHZ & 12mm |  | 3
| Sector probe 3.5MHZ & 15mm |  | 3
02-05-00605 | Equipment:- Similator
Company : Semadzio-Japan
Model : SAT –10
| X-Ray tube |  | 3
| Circlex 0.8 P38 C- |  | 3
| Max 150 KV |  | 3
| Focaus 0.8 mm |  | 3
| 200 KHU Rotating anode X-Ray tube assy |  | 3
02-05-00606 | Equipment:- Bench centrifuge
Company :Turkish
Model : NF 815 Comm.No.1501
Serial No.2330
| Plastic pocket |  | 60
02-05-00607 | Equipment:-Desferal pump
| Battery 9 V Mn , 1604. |  | 1200
| Lamp for Microscope (simple) with accessories and spare parts |  | 645
| Spare Condenser for still water |  | 750
| Spare Still body flask water. |  | 900
| Spare Brush for washing machin T.T |  | 90
| Paper Roll for Scanner. |  | 3000
| Boiling chamber Spare for water bath. |  | 120
| Electrod for PH meter |  | 66
| Eye pieces for microscope |  | 9
0
02-05-00608 | Equipment:Servo ventilator
Company : Siemens-Germany
Model : 900 C
| PC board 765 | 6977599E347E | 84
| PC board755 | 6977854E347E | 84
| PC board762 | 6972079E347E | 84
| PC board761 | 6977953E347E | 84
| PC board 760 | 677938E347E | 84
| PC board 759 | 6977912E347E | 84
| PC board 758 | 6977896E347E | 84
| PC board 757 | 6977870E347E | 84
| PC board 763 | 6980528E347E | 84
| PC board 766 | 6980528E347E | 84
| Pressure transducer | 6395628E037E | 84
| Pressure transducer | 6395628E03E | 84
02-05-00609 | Equipment:Monitor
Company : Siemens-Germany
Model : 403-2P
| Spare part | 8419 640 E2250 A 103 | 24
| Spare part | 73 70737 E2250 A10 | 24
02-05-00610 | Recommended spare parts &accessories for
Equipment:Glass distillator
Company :Russin
| Model:JSC (chim labor pri POR 16) |  | 5box (25 filter /box)
| Control unit | rQ 2.570.000 | 5sets (2 fuse /set)
| Flow pickup | M 65.132.007 | 5x60g
| Float - type flometer | M 65.183065 | 450
| Heater (R=520 hm) | M 65.863-060 | 600
| Heater (R=550 hm) | M 65863.060.01 | 600
| Cooling condenser | M 65-883-233 | 600
| Vessel | M65.887-267 | 600
| Level regulator | M65.887.268 | 750
| Clamp | M66.272.081-01 | 300
| Clamp | M66.272.081-03 | 300
| Adapter | M66.453.294 | 600
| Adapter | M66.453.295 | 600
| Ring | M67.396.311 | 600
| Casket | rQ8.684.070 | 600
| Casket | M68.685.107 | 600
| Casket | rQ8.684.071 | 600
| Flang | rQ8.230.129 | 600
| Flang | rQ8.230.130 | 600
| T- piece connector | rQ7.357.251 | 450
02-05-00611 | Equipment:X-Ray unit
Company : Siremat Semines/ Germany
| Up-grading for X-ray unit |  | 3
02-05-00612 | Equipment:X-Ray unit
Company : Shemadzo
| Up-grading for X-ray unit |  | 3
02-05-00613 | Equipment:Mammographic unit
| Up-grading for Mammographic unit |  | 3
02-05-00614 | Equipment:Processor
| Up-grading for processor |  | 3
02-05-00615 | Equipment:Automatic Processor
| Up-grading for Automatic processor |  | 3
02-05-00616 | Cooled centrifuge (RC-3C) : |  | 60
- Compressor (RSN 4- 0100-CAV copeland R502 V:220 PH:1
02-05-00617 | Deep Freeze |  | 48
- Compressor (1553 8,T13 CAJ 244 6L R502, 220V ,50 HZ, 4.3A Tecumseh
02-05-00618 | - Compressor 8 340 &1N 501 ,8 |  | 12
02-05-00619 | Equipment:Automatic processer
Model:RPX-OMAT Kodak
Marubeni
| Area Acc.Ass.includes PCB 4000 | 562436 | 30
| BEARING | 562796 | 60
| BEARING | 562908 | 60
| BEARING | 594273 | 60
| BEARING-Ball | 562416 | 60
| BEARING-Ball | 595426 | 60
| Belt-Drive | 562876 | 90
| Black-Relay | 475498 | 30
| Block-Terminal TB9 | 562569 | 30
| Block-Terminal TB1-TB4 | 475413 | 30
| Block-Terminal TB5 | 475414 | 30
| Block-Terminal TB7-TB8 | 475415 | 30
| BOX-electrical | 562233 | 30
| BOX-indicator | 594505 | 30
| Breaket | 474596 | 15
| Breaket | 562214 | 15
| Breaket | 562215 | 15
| Breaket-Dryer roller | 562723 | 15
| Breaket-entrance | 594099 | 15
| Breaket-Film Guide | 462887 | 15
| Breaket-Film Guide | 594233 | 15
| Breaket-Ground Support | 562472 | 15
| Breaket-Itousing | 594524 | 15
| Breaket-Pump | 602755 | 15
| Breaket-Support Main Drive | 562639 | 15
| Breaker-Circuit CB1 | 579424 | 30
| Breaker-Circuit CB2 | 475489 | 30
| Breaker-Circuit | 582396 | 30
| Breaker-Circuit | 594469 | 30
| Bushing | 594240 | 60
| Bushing-Gear | 594255 | 60
| Buzzer-DS5 | 562244 | 30
| Chain-Bead | 562218 | 60
| Chain-Deve.rack. | 594284 | 60
| Chain-Drive ,Wash rack. | 562819 | 60
| Chain-Fixer rack. | 594285 | 60
| Chain-Wash rack. | 594266 | 60
| Chain.2Sleeve ass. | 562511 | 60
| Developer Rack Ass. | 562933 | 60
| Developer-to-Fixer Crossover Ass. | 582925 | 60
| Digital Panel Meter assem. | 594453 | 30
| Drain Valve Assem | 594388 | 60
| Dryer Blower Assem | 594305 | 60
| Dryer Indicator Box Assemb. | 594389 | 30
| Entrance Cross Over Assem. | 594124 | 60
| Entrance Roller Assem. | 594189 | 60
| Fan-Rep.Pump Motor | 480131 | 30
| Fault Monitor –PCB 5000 | 602724 | 30
| Filter-Developer | 562790 | 30
| Filter-Line | 562289 | 30
| Filter-No.3 | 562292 | 30
| Filter Cap Assem. | 562553 | 30
| Fixer Rack Assem | 562929 | 30
| Fixer-to-Wash Cross Over Assem. | 562926 | 60
| Flow Switch Assem. | 613385 | 30
| Flow Sw.Assem.-Water S9 | 562365 | 30
| Fluid Control CT.BD.Assem.PCB 2000 | 602721 | 30
| Gauge-Pressure Gear | 619347 | 30
| Gear | 594241 | 120
| Gear | 613398 | 120
| Gear | 613399 | 120
| Gear-18 teeth | 594248 | 120
| Gear-19 teeth | 594151 | 120
| Gear-19 teeth non-Drive | 594297 | 120
| Gear-20 teeth | 562615 | 120
| Gear-20 teeth | 594351 | 120
| Gear-20 teeth | 594254 | 120
| Gear-20 teeth with Flange. | 594150 | 120
| Gear-Dryer,15 teeth. | 594138 | 120
| Gear-Dryer,35 teeth | 594139 | 120
| Gear-Gudgoen,Roller no.9 | 594291 | 120
| Gear-Main drive Shaft,12 teeth . | 594137 | 120
| Gear-Motor,(50HZ,38 teeth) | 562494 | 120
| Gear-Shaft (50 HZ,11 teeth) | 562495 | 120
| Gear-Worm Lett Hand | 594479 | 120
| Gear-worm ,Main Drive | 562543 | 120
| Gear-Worm,Right hand. | 594480 | 120
| Hand-Motor 2 Gear | 480132 | 120
| Heat Sink-U1 | 607798 | 30
| Heater-Developer,(R3),Fixer(R4). | 562368 | 60
| Heater-Dryer,R2. | 594308 | 60
| Holder-Lamp ,for infrared ,LED. | 562452 | 60
| IDLER | 594253 | 30
| IDLER-Pulley | 562616 | 30
| Key-Main Drive Motor | 452044 | 15
| Lamp-DS1,DS2….12V DC | 562506 | 90
| Motor-Blower ,B1 | 480221 | 30
| Motor-Main Drive, B1 | 594378 | 60
| NO.19 Roller Assem. | 562837 | 150
| Photo Diode-Specail | 562760 | 90
| Power Ct.Bd.Assem. –PCB 1000 | 602720 | 30
| Pulley 2 Shaft Assem. | 562836 | 60
| Recirculation Pump Assem. | 594391 | 60
| Regulator – Water Pressure,3-50 Pounds | 480013 | 30
| Relay-K1 , 12V DC | 600204 | 30
| Relay-K2,Coil :12V DC | 562693 | 30
| Relay-K3-K8 . | 562334 | 30
| Relay – K9 | 562245 | 30
| Relay-Solid State | 621312 | 30
| Replenisher Pump Assem. | 594392 | 30
| Replenisher Solenoid Valve. Assem. | 562507 | 30
| Retainer-Bearing | 594103 | 30
| Retainer-Bearing | 594135 | 30
| Retainer-Bearing | 602708 | 30
| Retainer-Filter Cover | 562484 | 30
| Roller-Deflector,Nos.3,21,24,Block | 562338 | 150
| Roller-NO.1, | 594396 | 150
| Roller-NO.10, | 594343 | 150
| Roller-NO.13, | 594344 | 150
| Roller-NO.14, | 594334 | 150
| Roller-NO.17, | 562914 | 150
| Roller-NO.18, | 562910 | 150
| Roller-NO.19, | 459379 | 150
| Roller-NO.2, | 562394 | 150
| Roller-NO.25, | 594271 | 150
| Roller-NO.36, | 562916 | 150
| Roller-NO.5, | 475453 | 150
| Roller-NO.9,Block | 594288 | 150
| Roller-NOS.11,29,30 | 562915 | 150
| Roller-NOS.20,22 | 562753 | 150
| Roller-NOS.23,26 | 562752 | 150
| Roller-NOS.27,28 | 562917 | 150
| Roller-NOS.34235 | 562863 | 150
| Roller-NOS.4,31,32. | 562913 | 150
| Roller-NOS.6,7,8. | 492101 | 150
| Roller-NO.20 Assem. | 562757 | 120
| Roller-NO.21 Assem. | 562333 | 120
| Roller-NO.22 Assem. | 562754 | 120
| Roller-NO.23 Assem. | 562755 | 120
| Roller-NO.24 Assem. | 562868 | 120
| Roller-NO.26 Assem. | 562756 | 30
| Shaft | 562839 | 30
| Shaft | 562864 | 30
| Shaft | 562867 | 30
| Shaft-Cluster Roller. | 594236 | 30
| Shaft-Deflector Roller | 562332 | 30
| Shaft-Drive | 562797 | 30
| Shaft-Drive | 594229 | 30
| Shaft-Drive | 594230 | 30
| Shaft-Drive,Wash Rack | 562614 | 60
| Shaft-Dryer Belt drive. | 594140 | 30
| Shaft-Entrance Roller. | 594133 | 30
| Shaft-Exit Roller. | 562778 | 30
| Shaft-Impller,……. | 473955 | 30
| Shaft-Main Drive . | 594108 | 30
| Shaft-Master Roller . | 594242 | 30
| Shaft-Rack drive | 594293 | 30
| Spring . | 562618 | 150
| Spring-Adjusting,….. | 480175 | 150
| Spring-Air Tube | 562609 | 150
| Spring-Compression,- | 562227 | 150
| Spring-Deflector Roller | 562329 | 150
| Spring-Dryer Takeup. | 562560 | 150
| Spring-Extension. | 459344 | 150
| Spring-Extension. | 562500 | 150
| Spring-Poppet,Pressure Regulator | 480178 | 150
| Spring-Receiving Door. | 562869 | 150
| Spring-Replenisher Pump. | 480977 | 150
| Spring-Roller. | 594257 | 150
| Spring-Solenoid. | 480194 | 150
| Spring-Special. | 467843 | 150
| Spring-Static……. | 562453 | 150
| Sprocket | 613246 | 30
| Sprocket-Drive. | 594261 | 30
| Stand by ct.BD.Assem.-PCB 3000 . | 602722 | 30
| Switch-Inter Lock. | 562369 | 30
| Switch-Meter,S15,S16 | 562281 | 30
| Switch-Rocker. | 475438 | 30
| Switch-S3-S6,Push-Button . | 594470 | 30
| Thermistor-Dev.(RT3),Fixer(RT2). | 562366 | 60
| Thermistor-Dryer,RT1. | 562370 | 60
| Thermostat-S11,…. | 498281 | 60
| Thermostat-Over temprature. | 562367 | 60
| Thermostat-S12. | 498280 | 60
| Thermowell-Dev.2 Fixer. | 607748 | 60
| Tinsel-Static……… | 562454 | 60
| Transformer-T1,…. | 562246 | 15
| Transformer-T2,…. | 184824 | 15
| Tube-Air,Plastic | 562761 | 30
| Valve-Solenoid. | 562810 | 30
| Wash Rack,Assem. | 594129 | 45
02-05-00620 | Equipment:Dental X-Ray
Model:XQR-85-8
Company:Quayle dental-Britain
| X-Ray Tube Assembly |  | 60
| Exposure Hand Switch Push Button |  | 300
| Timer Selector |  | 150
02-05-00621 | Equipment:Dental X-Ray
Model:Odontax
Company:C.G.R Italy
| X-Ray Tube Assembly |  | 60
| Exposure Hand Switch Control |  | 60
| Timer |  | 60
02-05-00622 | Equipment:X-Ray midiroll-1 (100 mA)
Company:midicor Hungary
| Single tank with x-ray tube | 02-04-82584 | 60
| Correction Switch | 02-04-02507 | 30
| Exposure hand switch | 58-2350 | 90
| Ralay 48V D.C 3000 | Re-Co To D.C.T GAM-A | 30
| Gaid for Bueky Device,size |  | 30
450x450 mm R. 7:1 Line 281cm
F. D . 100CM
| Electronic Timer AO-1 | 02-04-02506 | 300
02-05-00623 | Equipment:X-Ray midiroll (500 mA)
Company:Neo-Diagnomax III midicor Hungary
| Exposure Contactor (AH1) | 58-1834 | 30
| Anode-Protective relay SAV-8 220 50HZ (AH6) | SAV-8 | 60
| Current relay to check anode rotation VA 31-25, 2.2A 50HZ (AH7,AH8) | VA 31-25 | 30
| Fter-exposure blocking SAV-8 190V 50HZ (AH9) | SAV-8 | 60
| Timer ratio switch/with vacuum tube Electronic timer of | 56-2156 | 60
0.045ec shor-test,exposure time/(AK),ME21-60/uk26/4/
| Mains Correction ratio switch (AK5) | 61-0024/2 | 30
| Exposure start button GN 1+1 element 250V 6A |  | 60
(AK7,AK9,AK10)
| Hand switch complete | 56-3571 | 60
| Au1,x-ray tube loading control electronic relay | 58-1941/2 | 30
| Ao-1,Timer relay unit | 63-0019/2 | 30
| V1,Vacuum tube EL84 |  | 150
| DG11,high-Voltage generator (N) | 71-8023/2 | 6
| H.V.Cable Socket/receptacle/for Positive high-voltage cable of working place1 max.80kv(ND1,ND2) |  | 30
| High-Voltage transformer,max. 135KVp,max. 640MA | Rontgen 58-2275 | 15
| (Q1)-x-ray tube shield at working plase1 with rotating-aronde x-ray tube | DR-153,
|  | DR125/30/500 | 30
| Rotating-arode x-ray tube (QX1) |  | 30
| High-Voltage Cables,8m Length each |  | 30
| Motor for cassette trolly Ip-1,UM1-9 | 56-5241 | 30
| Bulb for Diuphram /sr21/6V/25W |  | 60
| Grid for Bucky Device 28L/cm 7:1 ratio |  | 30
02-05-00624 | Equipment:Automatic Processer
Model:M6AW Kodak RPX-OMAT
Company:Vimed
| A , Roller assembLy | 478467 | 150
| B , Roller | 473146 | 150
| C , Roller assembLy | 459482 | 150
| C , Roller assembLy | 492182 | 150
| D , Roller | 492104 | 150
| E , Roller assembLy | 462875 | 150
| E , Roller assembLy | 467562 | 150
| E , Roller assembLy | 492183 | 150
| F , Roller assembLy | 467815 | 150
| G , Roller assembLy | 470086 | 150
| H , Roller assembLy | 458423 | 150
| H , Roller assembLy | 492100 | 150
| L , and N Roller assembLies | 458949 | 150
| T , Roller assembLy | 745453 | 150
| T , Roller assembLy | 475453 | 150
| Ball bearing – plastic , rack drive | 181613 | 60
| Bearing – Ball | 190481 | 60
| Bearing – Ball | 192019 | 60
| Bearing – Cross over assembLy | 472337 | 60
| Bearing – For P , R | 458161 | 60
| Bearing – Pulley ass | 469069 | 60
| Bearing – Pulley ass | 469079 | 60
| Bearing – Rack driver | 470378 | 60
| Bearing – Roller | 465361 | 60
| Bearing – Roller crossover Assem | 472592 | 60
| Bearing – Roller | 458389 | 60
| Bearing – Roller | 469648 | 60
| Bearing – Roller | 532070 | 60
| Bearing – Small Detector Crossover assemb | 474003 | 60
| Bearing Assemb | 20347 | 60
| Bearing | 1452128 | 60
| Bell (DSI) | 452967 | 30
| Belt 39-56-in | 621480 | 150
| Belt – Blower Motor Main Drive | 474442 | 150
| Belt Take – up assemb | 468767 | 150
| Blower Motor assem-1725 RPM | 474694 | 60
| Blower Motor assem-1725 RPM | 474695 | 60
| Break (CB2) – ct.2A | 500340 | 30
| Break – ct.CB1 | 184815 | 30
| Bushing-Rewet roller | 473220 | 60
| Bushing-Tank | 489183 | 60
| Cap-Filter assem,developer | 537577 | 60
| Capacitor-start-recir.pump motor | 477871 | 60
| Capacitor Guard-Drive motor | 476957 | 60
| Capacitor Guard | 482375 | 60
| Capacitor | 480128 | 30
| Chain-Devel | 459263 | 30
| Chain-Devel,wash rack assem | 458240 | 30
| Chain-Fixer rack drive | 462688 | 30
| Chain-Main roller drive | 469349 | 90
| Check Tube | 592380 | 30
| Check valve | 788401 | 30
| Chech valve assem | 458979 | 30
| Chech valve assem | 459248 | 30
| Comecting Rod 2 Bearing assemb | 594837 | 30
| Ct. Breaker-CB3,CB4 | 183836 | 30
| Detector Crossover assem | 460506 | 30
| Detector Crossover assem | 474476 | 45
| Develo.Rack Assem | 478877 | 30
| Develo Tube Assem | 470134 | 30
| Deve.2 Fixer Tube assem | 621238 | 30
| Dev.1 Fixer crosso ver assemb | 474478 | 30
| Draiv valve assem | 458980 | 30
| Fan | 596646 | 30
| Fan-Replenisher | 520381 | 30
| Filter-Developer | 562790 | 300
| Filter-Air | 591139 | 300
| Fixer Rack assem | 513892 | 30
| Fixer Tube assem | 470133 | 30
| Fixer /wash crossover assem | 514481 | 30
| Flooded Replensh .Kit | 495077 | 30
| Gear-29 tooth | 458385 | 150
| Gear-Helical,crossover drive | 458182 | 150
| Gear-Helical,roller drive | 468354 | 150
| Gear-Spur | 458382 | 150
| Gear-Spur | 458384 | 150
| Gear-Squeegee | 470767 | 150
| Gear-Worm | 458383 | 150
| Gear | 467564 | 150
| Heater -Developer | 468521 | 60
| Heater-R1,R2 ٌ | 183153 | 30
| Idler Roller Assem | 470364 | 60
| Idler | 467563 | 30
| Kodak Thermostatic | 467631 | 60
| Lamp-L1,L2 | 185480 | 30
| Lamp-Solid State | 418729 | 30
| Light Lock Strip | 469014 | 30
| Master Link-Rack drive chain | 454260 | 30
| Metering Valve assem | 470115 | 30
| Motor(B2)-Main rack drive | 482362 | 60
| Motor2 Gear Box-Recircu .Pump | 492227 | 60
| Overtemp-Thermostat-Thermowell | 475927 | 60
| Overtemp.Thermostat Assem | 475931 | 60
| Protector-Thermd | 186169 | 30
| Pulley-C2E. | 458901 | 30
| Pulley-Belt Toke-up | 458508 | 30
| Pulley-Blower Assem | 474692 | 30
| Pulley-Blower Motor Drive | 472128 | 30
| Pulley-Blower Motor driven | 468332 | 30
| Pulley-Blower Motor drive | 474693 | 30
| Pulley-drive belt | 458946 | 30
| Pulley-Knurled | 474388 | 30
| Pulley-Assemb | 469080 | 30
| Pulley-Knurled | 474388 | 30
| Pulley-Assemb | 469080 | 30
| Pulley Assemb | 469070 | 30
| Rack Bar and channel | 473597 | 30
| Reci-Pump-Ass.-B3 | 418702 | 45
| Relay(K2) | 593731 | 30
| Relay(K5) | 474114 | 30
| Relay(U1) | 593740 | 30
| Replenisher Pump (B4) | 477012 | 45
| Resistor-Heat-exchanger | 492948 | 30
| Roller-C Ass | 459379 | 30
| Roller-C,E2 H | 492101 | 30
| Roller-E Ass | 467565 | 30
| Roller-E,P,R | 467017 | 30
| Roller-F Ass | 467015 | 30
| Roller-K | 467016 | 60
| Roller-detector | 579983 | 60
| Roller-detector | 579984 | 60
| Roller-Rewet Ass | 460784 | 60
| Roller-Wash rack | 474619 | 60
| Roller-Wash rack | 474621 | 60
| Roller | 470085 | 60
| Sahft-C Rouer Ass | 476984 | 30
| Segment-chain-rack | 459333 | 30
| Spring | 185472 | 300
| Spring-Air Tube | 562609 | 150
| Spring-Rack drive | 467843 | 300
| Spring-Retaining | 508498 | 150
| Spring-Roller drive | 459344 | 150
| Spring-Squeegee | 474645 | 150
| Spring turnaround ass | 467844 | 150
| Spring-Valve | 471935 | 150
| Sprocket(50HZ) | 469373 | 30
| Sprocket-Rack drive | 458187 | 30
| Sprocket-Roller drive | 454285 | 30
| Sprocket-Roller | 607833 | 30
| Squeegee Assem | 470088 | 30
| Strainer Assem | 472261 | 30
| Strap-Filter Ass | 473117 | 30
| Switch(S10)-Detect | 575812 | 30
| Switch-S7 | 186153 | 30
| Switch Harness Assem | 474119 | 30
| Thermometer-Dev | 474165 | 60
| Thermometer-Thermostatic | 458928 | 60
| Thermostat(S3) | 472992 | 60
| Thermostat | 472635 | 30
| Thermostat-Developer | 472949 | 30
| Thermostat-Dryerheater | 460937 | 30
| Thermostat Assem | 418724 | 45
| Thermowell | 469193 | 60
| Timer Assem | 495093 | 30
| Transformer | 184824 | 15
| Turnaround Ass | 460422 | 45
| Valve-Flow control | 609952 | 30
| Valve-Flow control | 181637 | 30
| Valve-inlet | 459981 | 30
| Valve Repair Kit | 472643 | 30
| Valve varistor (RV1) | 583178 | 30
| Varistor-RV3 | 474424 | 15
| Varistor-RV3 | 583177 | 15
| Varistor-Assembly | 418727 | 15
| Wash Rack Assemb | 596634 | 30
| Well- Thermometer | 474155 | 45
| Worm-Left hand rack drive | 458189 | 30
| Worm-Right-hand rack drive | 458191 | 30
02-05-00625 | Equipment:Operating screen
Company:WHA-10 Shimadzu
| Equipment:C-ARM Stand | 95260-501
| Brake Pedal | 01-95312-50 | 15
| Release Pedal | 95314-501 | 15
| Bearing | 95319-501 | 15
| Bearing 6006ZZ | 03006-030 | 15
| Motor 6RK 600A-A | 40380-077 | 15
| Micro SwitchZ 15-HQ-21 | 30024-064 | 30
| Bearing MB 6030DU | 40167-031 | 15
| Bearing NAU 4900RE | 01-01512-50 | 15
| Bearing 608 ZZ | 01001-030 | 15
| Relay Unit | 96716-501 | 30
| BRAKE | 96734-501 | 30
| Bearing MB 1020 DU | 40189-031 | 15
| Bearing | 9983-501 | 30
| Collimator | 95282-501 | 30
| Cassette Holder | 96771-501 | 15
| Bearing 6006 ZZ | 03006-030 | 30
| Bearing 6007 ZZ | 03007-030 | 30
| Grid-Jc220,515-23W77 | 72050-046 | 15
| Motor-Driven Collimator | 95282-501 | 15
02-05-00626 | Equipment:Contorl Box | 96711-501
| Switch Box | 96712-501 | 15
| paddle Switch | 03-14079-06 | 15
| Paddle Switch | 03-14085-06 | 15
| Connector | 02670-070 | 15
| Contact | 04264-071 | 30
02-05-00627 | Equipment:Contorl Assy.AD100P-3C | 66833-501
| Auto Transformer | 86836-51 | 6
| Transformer | 01-46026-07 | 9
| Power Unit | 66844-501 | 30
| Capacitor Unit | 66857-501 | 30
| No Fuse Breaker NF30-CB-2P 20A | 89705-065 | 30
| Push Button Switch | 07-54471-06 | 30
| 66879-501 |  | 3
| Memory Control panel | 66877-501 | 3
| Terminal Board | 33113-071 | 30
| Hand Switch Holder | 63249-501 | 45
| Hand Switch Assy | 13675-500 | 45
| Foot Switch | 67985-501 | 60
| Terminal Board | 33112-071 | 30
| Qate Control Assy | 86842-501 | 30
| Mother Board Assy | 86875-501 | 30
| Power Supply Assy PB-11 | 86894-501 | 45
| Power Supply Assy. PB-1 | 86866-501 | 45
| Memory Assy.PB-2 | 66869-501 | 45
| KV control Assy. PB-3 | 66871-501 | 45
| MAS control Assy.PB-3 | 66873-501 | 45
| MA control Assy.PB-6 | 66889-501 | 45
| Expander Board | 02-65474-50 | 21
| Fan | 60403-042 | 15
| 25 D711A Transistor | 27711-060 | 60
| R,QG-40W 10 Resistor | 50-424202-05 | 60
| R,QG-40W5 Resistor | 50-42401-05 | 60
02-05-00628 | Equipment:Control Panel | 66879-501
| Push Button Switch | 07-54471-06 | 30
| Lamp For Push Button Switch | 02-62965-06 | 60
| Resistor ,RS1/2 100 | 00-20510-05 | 30
| Capacitor ,CE04W 50V3.3UF | 41132-056 | 30
| A/D Converter | 01-66885-50 | 45
| Control Panel Board Assy | 67630-501 | 30
| MAS indicator Assy | 67632-501 | 30
02-05-00629 | Equipment:Memory Control Panel | 66877-51
| Push Button Switch | 07-54471-06 | 30
| Lampfor Push Botton Switch | 02-62965-06 | 60
| Capacitor | 10-62543-01 | 15
| Resistor ,100 1/4P | 00-71010-05 | 30
| 66879-501 |  | 3
| Memory Control panel | 66877-501 | 3
| Terminal Board | 33113-071 | 30
| Hand Switch Holder | 63249-501 | 45
| Hand Switch Assy | 13675-500 | 45
| Foot Switch | 67985-501 | 60
| Terminal Board | 33112-071 | 30
| Qate Control Assy | 86842-501 | 30
| Mother Board Assy | 86875-501 | 30
| Power Supply Assy PB-11 | 86894-501 | 30
| Power Supply Assy. PB-1 | 86866-501 | 30
| Memory Assy.PB-2 | 66869-501 | 30
| KV control Assy. PB-3 | 66871-501 | 30
| High Volltage Transformer Assembly | 01-87695-50 | 90
With X-Ray Tube Complete .
| High Voltage Transformer | 67283-501 | 15
| Filament Transformer | 6675-501 | 15
| MD-100X08C Diode | 14752-060 | 30
| O-Ring | 10219-026 | 60
| X-Ray Tube | 22885-532 | 60
| Bellows | 86486-501 | 30
| Terminal Board | 06-30181-07 | 30
| O Ring | 10228-036 | 30
| Micro Switch | 32226-064 | 30
| Sealing Terminal | 66481-501 | 30
02-05-00630 | Equipment:CT-Scanner
Model: Somatom HIQ
Company / Manifacturer: Siemens
Quantity: 1
Site: Neurosurgical Hospital
| THA 156 CT-103MS |  | 6
1125660
| ASSEMBLY GROUP |  | 6
7441967
| COMI-C D9 |  | 6
8788465
| DC MODULE D12 |  | 6
7484652
| SWITCH-IN-B. D16 |  | 6
8199689
| ROTATION D18 |  | 6
8530024
| DIAPHRAGM CONTR. D18 |  | 6
8789158
| COORD.-CONTR |  | 6
7484751
| PLUS-CONTR.B.D20 |  | 6
8530065
| COORD.-CONTR. D21 |  | 6
1160139
| REP PROZESSOR M16 D28 |  | 6
1183156
| REP CPU-BOARD |  | 6
4673976
| CONVERTOR;AC-DC |  | 6
3173929
| MICROSWITCH |  | 6
1070721
| COMI-SCS-FIRMWARE |  | 6
8791030
| SCU-FIRMWARE |  | 6
1160170
| DIAZED FUSE |  | 6
1005370
| DIAZED FUSE |  | 6
3010022
| DIAZED FUSE |  | 6
1009505
| FUSE |  | 6
1068030
| FUSE |  | 6
3032083
| LIGHT BARRIER BOARD |  | 6
8327520
| TEMP.-SWITCH F.TUBE |  | 6
4665105
| MICROSWITCH |  | 6
4664397
| BOARD |  | 6
8530529
| BOARD |  | 6
8530545
| REP FILTER-CARD D32 |  | 6
1123632
| L.BUFFER B.D4A02 |  | 6
1123947
| FUSE |  | 6
3031168
| FUSE |  | 6
3041837
| FUSE ELEMENT |  | 6
1039650
| BOARD |  | 6
8530644
| BOARD |  | 6
8530701
| TIMING-CARD |  | 6
8530727
| TRANSMETTER D15 |  | 6
8530743
| FUSE |  | 6
1003300
| DIAZED FUSE |  | 6
1011147
| DIAZED FUSE |  | 6
1007152
| DIAZED FUSE |  | 6
1010420
| DIAZED FUSE |  | 6
1007145
| BOARD |  | 6
4393708
| GAS SPRING |  | 6
7042583
| POTENTIOMETER |  | 6
8197402
| BELT |  | 6
8435174
| POWER AMPLIF. |  | 6
7424567
| BOARD |  | 6
8326522
| BOARD |  | 6
8790560
| KOLDER |  | 6
8326373
| SUPPORT |  | 6
8435463
| STRAP |  | 6
2021582
| INTERFACE BOARD |  | 6
9351032
| POWER SUPPLY BOARD |  | 6
6931984
| ROT.ANODECONTER.BOARD |  | 6
9102278
| THYRISTOR-DIOD(-)CPL |  | 6
9307430
| THYRISTOR-DIOD(+)CPL |  | 6
9307265
| CARBON BRUCH |  | 6
9017989
| TOOTH BELT |  | 6
6983704
| MOTOR |  | 6
9572827
| BOARD |  | 6
8790669
| BOARD |  | 6
8790701
| BOARD |  | 6
8869653
| BOARD |  | 6
7760655
| BOARD |  | 6
8786774
| BOARD |  | 6
8786543
| BOARD |  | 6
8790933
| POWER SUPPLY |  | 6
3173911
| BOARD |  | 6
3174703
| MODULE |  | 6
7760606
| BOARD |  | 6
8530081
| SWITCHING POWER SUPPLY |  | 6
3167210
| REP REGULATOR |  | 6
7712334
| REP BOARD |  | 6
8725830
| REP CENTRAL UNIT D21 |  | 6
8119158
| REP SYSTEMIP-186 D29 |  | 6
8720500
| REP VP-ZE D30 |  | 6
8041402
| REP VP-PIPE 1 D32 |  | 6
8041444
| REP VP-PIPE 2 D33 |  | 6
8041469
| REP BOARD |  | 6
8725855
| REP FIFO 1M BYTE D65 |  | 6
8719155
| REP BOARD |  | 6
8729568
| REP BOARD |  | 6
8719114
| REP BOARD |  | 6
8719130
| REP BOARD |  | 6
8726549
| REP BOARD |  | 6
8735789
| FLOPY DRIVE |  | 6
4762415
| FUSE |  | 6
3113636
| FUSE |  | 6
4721726
| HV TRANSFORMER H1 |  | 6
9017757
02-05-00631 | Equipment:C-arm
Model: SIREMOBIL 2C
Company / Manifacturer: Siemens
Quantity: 1
Site: MOUSEL HOSPITAL
| SIREMOBIL COMPACT; 17CM # 50HZ |  | 3
0044 06 638 RVR21
| MEMOSKOP C-E. |  | 3
044 17 007 RVR21
| STANDARED MONITOR 44 CM SMC |  | 3
044 06 679 RVR21
02-05-00632 | Equipment:EEG
Model: EEG 160-5
Company / Manifacturer: Siemens
Quantity: 1
Site: MOUSEL HOSPITAL
| 16 CHANNEL EEG REGISTRATION ED24 |  | 3
F01 03 720
| ELECTRONIC HEAD BOX |  | 3
F02 10 025
| CONNECTING CABLE FOR HEAD 1-5 M |  | 3
F03 84 049
| POWER CABLE |  | 3
F08 81 210
| PACKS OF Z FOLD PAPER (1000 SH.) |  | 6
F07 58 252
| INSTRUCTION MANUALS ENGLISH |  | 6
F05 00 161
| MOBILE STAND FOR HEAD BOX |  | 3
F05 03 260
| EEG EVALUATION RULER |  | 3
F05 07 410
| UNIVERSAL- HEADCAP SET |  | 6
F05 01 001
| THERMAL PAPER FOR ED 24 |  | 6
F07 58 252
02-05-00633 | Equipment:Radiography
Model: SIREGRAPH / GIGANTOS
Company / Manifacturer: Siemens
Quantity: 1
Site: BASRAH HOSPITAL
| SIREGRAPH CF & 33-4, SX65, FLC |  | 3
044 18 963
| INSTALLATION BOARD # CF |  | 3
044 66 090 RHB32
| MULTILINE GRID FIXED # CF |  | 3
044 22 734
| KEYBOARD, ENGLISH |  | 3
030 63 468 B5110
| HARDCOPY INTERFACE, DIG. 26M |  | 3
011 63 307 X1755
| CARRIAGE FOR 1 MONITOR 44CM #CF |  | 3
044 19 011
| SIMOMED 44CM HM + ROT. TILT. CO |  | 3
044 19 037
| DRYSTAR 3000 DIGITAL |  | 3
051 40 137 Y1990
| DRYSTAR 3000 BLUE BASE FILM |  | 3
051 41 044 Y1990
02-05-00634 | Equipment:Radiography
Model: PANTOSKOP / GIGANTOS
Company / Manifacturer: Siemens
Quantity: 1
Site: BASRAH HOSPITAL
| SIREGRAPH CF & 23-3, VDI, LX50#50 |  | 3
044 14 160 UD35N
| INSTALLATION BOARD # CF |  | 3
044 66 090 RHB32
| BUCKY WALL UNIT- CX F 70- 150 R # |  | 3
044 18 815 RVD13
| HEAD REST # SG. CF |  | 3
044 66 074 RHD32
| FOOT REST # SG.CF |  | 3
044 66 058 RHD32
| LEG HOLDER # SG.CF |  | 3
044 66 066 RHD32
| FOOT SWITCH F.FLUORSC.+RADIOGR |  | 3
016 74 808 G5392
02-05-00635 | Equipment:Radiography
Model: BUCKYMATT ORGANOMATIC
Company / Manifacturer: Siemens
Quantity: 1
Site: BASRAH HOSPITAL
| MULTIX PRO-P |  | 3
044 13 063 UB201
| POLYDOROS LX50L&THA # M.P,T |  | 3
044 13 196 UB212
| CONTROL CONSOL # LX |  | 3
011 75 640 X2187
| CONTROL CONSOLE CABLE 8M # X |  | 3
011 70 096 X2076
| VERTIX PRO # L |  | 3
044 15 068 UB207
| KLR-GRID PB12/40 F 150CM |  | 3
089 52 418 G1512
| COMPRESSION BELT, CPL |  | 3
098 15 861 G2079
| CASETTE HOLDER WITHOUT CLAMP |  | 3
054 78 151 G2079
| TOMO. HEIGHT-LIGHT LOCALIZER #M |  | 3
038 34 004 G050G
02-05-00636 | Equipment:Mobile X-Ray
Model: MOBILLETTE
Company / Manifacturer: Siemens
Quantity: 1
Site: BASRAH HOSPITAL
| SIREMOBIL COMPACT; 17CM # 50HZ |  | 3
044 06 638 RVR21
| MEMOSKOP C-E |  | 3
044 17 007 RVR21
| STANDARED MONITOR 44 CM SMC |  | 3
044 06 679 RVR21
02-05-00637 | Equipment:Radiography
Model: KINOGRAPH/HELIOPHOS
Company / Manifacturer: Siemens
Quantity: 1
Site: BASRAH HOSPITAL
| SIRESKOPE CX & 23-2, VDI, LX50#50 |  | 3
044 18 609 UD100
| CONTROL CONSOLE LX # CX (N) |  | 3
044 18 690
| MONITOR -CARRIAGE 44CM CX(N) |  | 3
044 18 716 UD143
| BUCKYTABLE & BD-STAND # CX (N) |  | 3
044 18 740 UD108
| BUCKYWALL UNIT-CX F70-150 L # |  | 3
044 18 807 RVD13
| HEAD SUPPORT # CX/SX |  | 3
027 67 304 G2079
| SHOULDER SUPPORTS (1PAR) #TABLE |  | 3
098 15 721 G2079
| COMPRESSION BELT, CPL. |  | 3
098 15 861 G2079
| KNEE SUPPORTS (LEFT AND RIGHT) |  | 3
074 29 426 G2079
| FOOT SWITCH FLUORO+RADIOGRAPHY |  | 3
044 21 900
02-05-00638 | Equipment:Ct-Scanner
Model: MIMOR 3
Company / Manifacturer: Siemens
Quantity: 1
Site: BASRAH HOSPITAL
| SOMATOM AR.HPX |  | 3
044 11 1285 CV213
| POWER DISTRIBUTOR 400 |  | 3
044 89 159 CV241
| COLOR OPTION PEARL WHITE # AR |  | 3
044 10 945 CV21A
| DIGITAL DOC. CONNECTION # AR |  | 3
044 89 225 CV853
| 3D DISPLAY # AR |  | 3
044 89 191 CV530
| DYNAMIC CT # AR |  | 3
044 89 175 CV251
| OPTICAL DISK STORE MOD |  | 3
044 89 324 CV753
| DRYSTAR 3000 DIGITAL |  | 3
051 40 137 Y1990
| DRYSTAR 3000 BLUE BASE FILM |  | 3
051 41 044 Y1990
02-05-00639 | Equipment:CT-SCANNER
Model:HIQ
Company / Manifacturer: Siemens
Quantity: 1
Site: MEDICAL CITY HOSPITAL
| THA 156 CT-103MS |  | 6
1125660
| DIOD |  | 6
1099258
| PAG-ADC-B.D12 |  | 6
1123699
| R.BUFFER B.D5A02 |  | 6
1123962
| ADAPT. BOARD |  | 6
1160071
| BOARD D43 |  | 6
1160147
| BOARD |  | 6
1160212
| PROCESSOR M16 D16 |  | 6
1183172
| PROM D3.16 12V |  | 6
1183305
| TRANSFORMER |  | 6
1274034
| POTENTIOMETER |  | 6
3028099
| THERMOSTAT |  | 6
3054731
| THERMOSTAT |  | 6
3055472
| SPOOL POWER D78 |  | 6
3102105
| ROCKER SWITCH |  | 6
3104775
| RECTIFIER SET |  | 6
3109084
| POTENSIOMETER |  | 6
3124906
| MICROSWITCH |  | 6
3143492
| POWER SUPPLY |  | 6
3146222
| BOARD |  | 6
3159704
| LINE FILTER |  | 6
3169893
| O-HIGH-VOLTAGE CABLE |  | 6
4267464
| POWER SUPPLY |  | 6
4661443
| MEMORY BOARD |  | 6
4684080
| FIBER OPTIC. CABLE |  | 6
4695169
| BOARD |  | 6
4785093
| CONTROL UNIT |  | 6
4785127
| M CPU MODULE |  | 6
4785150
| BOARD |  | 6
4785168
| BELT 60HZ |  | 6
4791372
| POWER SUPPLY |  | 6
4799342
| MOTOR DC |  | 6
4799359
| TACH. SENSOR |  | 6
4799391
| PROM |  | 6
5487947
| BOARD D2 M.T201 |  | 6
6052380
| RECTIFIER BRIDGE+D17 |  | 6
6052406
| FUSE |  | 6
6067110
| CONTACTOR |  | 6
6458645
| TRANSFORMER M4 |  | 6
6922496
| BELT |  | 6
7039522
| ASSEMBLY GROUP |  | 6
7439755
| SELECTOR |  | 6
7715337
| MEMORY BOARD |  | 6
7731870
| INTERFACE BOARD |  | 6
7732043
| POWER SUPPLY |  | 6
7757511
| POWER REGULATOR |  | 6
7757933
| SELECTOR |  | 6
7759780
| INTEGRATED CIRCUIT |  | 6
7759822
| VARISTOR |  | 6
8044208
| SWITCH |  | 6
8073728
| INTEG.ARTHIM. D22 |  | 6
8119174
| BOARD |  | 6
8199556
| BOARD |  | 6
8199820
| CPU BOARD D1 |  | 6
8330003
| MOTOR CONTROL BOARD D2 |  | 6
8330029
| BOARD |  | 6
8344905
| BOARD |  | 6
8344921
| DIOD CPL |  | 6
8439960
| BOARD |  | 6
8526501
| BOARD SCU D32 |  | 6
8530040
| MMXRAM 2MBYTE D2 |  | 6
8584385
| MEM.C.TR.2M BYTE D50 |  | 6
8584401
| INSMEN 128 KBYTE D8] |  | 6
8719023
| Q-BUS BOARD D13 |  | 6
8720211
| BOARD |  | 6
8721144
| COMAD PCB D8 |  | 6
8728412
| 16 MBYTE RAM D6 |  | 6
8730384
| SDC D20 |  | 6
8730400
| FRONT ADAPTER BD. D17 |  | 6
8730459
| BOARD |  | 6
8731143
| BOARD |  | 6
8731168
| BOARD |  | 6
8731184
| BOARD |  | 6
8732794
| BOARD |  | 6
8735177
| BOARD |  | 6
8735821
| PAL-RAMCON. D71 (VA1) |  | 6
8737272
| MONITOR FIRMWARE |  | 6
8738676
| MONITOR PLUS FIRMWARE |  | 6
8738684
| DIG.CAMERA FIRMW. |  | 6
8738726
| 3M DIG. CAMERA FIRMWARE |  | 6
8738734
| BOARD |  | 6
8786501
| POWER SWITCH CONN. |  | 6
8786659
| BOARD |  | 6
8786840
| BOARD |  | 6
8786865
| BOARD |  | 6
8786881
| DISPLAY |  | 6
8787053
| LIMIT VALUE SW. D2 |  | 6
8787079
| MONITORING BOARD D3 |  | 6
8787095
| PROM |  | 6
8787111
| BOARD |  | 6
8787426
| POWER SUPPLY |  | 6
8789612
| BOARD |  | 6
8790545
| BOARD |  | 6
8790586
| BOARD |  | 6
8790735
| BOARD |  | 6
8868515
| PROM SET D15 |  | 6
8870339
| PPU-FW 023/036 |  | 6
8959421
| FIRMWARE |  | 6
8959835
| CONDENSER BATTERY |  | 6
9006479
| CONTACTOR |  | 6
9017468
| ISOSTAT |  | 6
9017849
| BOARD |  | 6
9046780
| FUSE |  | 6
9138199
| FUSE |  | 6
9138207
| BOARD |  | 6
9174780
| VOLTAGE REGULATOR |  | 6
9391830
| TOOTHED WHEEL |  | 6
9567231
| BOARD |  | 6
9567405
| FILTER D3 A02 |  | 6
9793266
| BOARD D1 |  | 6
9017971
| PROM |  | 6
9129701
| BOARD D2 |  | 6
9174731
| BOARD D5 |  | 6
6931984
| BOARD D10 |  | 6
9351214
02-05-00640 | Equipment:Angiography
Model: ANGIOGRAM
Company / Manifacturer: Siemens
Quantity: 1
Site: AL SHAHEED ADNAN HOSPITAL
| MOTOR |  | 3
9122730
| POTENTIOMETER |  | 3
6974372
| BOARD |  | 3
6863070
| MOTOR |  | 3
9031469
| MOTOR |  | 3
6956668
| BELT |  | 3
6798599
| BALL BEARING |  | 3
6076079
| CHAIN |  | 3
6819858
| CHAIN |  | 3
6819841
| SPARE PART KIT |  | 3
9114695
| BALL BEARING |  | 3
6833503
| BALL BEARING |  | 3
6079990
| CONTACTOR |  | 3
3132446
| RELAY |  | 3
6067714
| RESISTOR |  | 3
6669519
| TRANSFORMER |  | 3
6833321
| RECTIFIRE BRIDGE |  | 3
6775092
| TRANSFORMER |  | 3
6852834
| MOTOR |  | 3
6806426
| MOTOR CPL. |  | 3
6912356
| TRANSFORMER |  | 3
6801294
| CIRCUIT BOARD |  | 3
9006180
| BOARD |  | 3
2893048
| BOARD |  | 3
4700902
| BOARD |  | 3
4757225
| BOARD |  | 3
4766440
| BOARD |  | 3
4757233
| BOARD |  | 3
4757241
| BOARD |  | 3
4737136
| BOARD |  | 3
2893253
| BOARD |  | 3
4737151
| BOARD |  | 3
4757258
| BOARD |  | 3
7174469
| BOARD |  | 3
8384034
| BOARD |  | 3
4382859
| BOARD |  | 3
4762530
| BOARD |  | 3
4766424
| BOARD |  | 3
2893170
| REPLACEMENT F.D89 |  | 3
3773830
| BOARD |  | 3
5374392
| BOARD |  | 3
8404840
| POWER SUPPLY |  | 3
3151677
| POWER SUPPLY |  | 3
3151685
| BOARD |  | 3
8032286
| BOARD |  | 3
8605081
| REPLACEMENT F.D89 |  | 3
3773830
| BOARD |  | 3
8032203
| BOARD |  | 3
8605065
| BOARD |  | 3
5402748
| BOARD UL8A |  | 3
5436662
| BOARD |  | 3
8337149
| BOARD |  | 3
8337958
| BOARD |  | 3
8030694
| TRANSFORMER |  | 3
3137056
| BOARD D9 |  | 3
5402516
| BOARD |  | 3
7301443
| BOARD |  | 3
8353591
| BOARD |  | 3
7381403
| BOARD |  | 3
7381429
| BOARD |  | 3
8188724
| BOARD D20 |  | 3
8106171
| BOARD |  | 3
8337164
| BOARD |  | 3
8460545
| BOARD |  | 3
8404329
| BOARD D24 |  | 3
7132095
| BOARD |  | 3
8133779
| BOARD |  | 3
8455974
| BOARD |  | 3
8455958
| BOARD |  | 3
8030322
| BOARD |  | 3
7354277
| BOARD |  | 3
8166266
| MA-BOARD #PL-LINE |  | 3
8455727
| BOARD |  | 3
8337206
| BOARD |  | 3
8151946
| BOARD |  | 3
7417405
| D53 BOARD |  | 3
7417421
| BOARD |  | 3
7228091
| BOARD |  | 3
9753476
| BOARD D70 |  | 3
8460701
| BOARD |  | 3
3151818
| BOARD |  | 3
3151800
| BOARD |  | 3
3151792
| BOARD |  | 3
3151784
| BOARD |  | 3
8165078
| TRANSFORMER |  | 3
7471915
B771:C772
| TRANSFORMER |  | 3
7470164
| TRANSFORMER |  | 3
7471980
| TRANSFORMER |  | 3
7470149
| CONTACTOR |  | 3
3139805
| CONTACT SET |  | 3
4677167
| CONTACTOR |  | 3
3126349
| TRANSFORMER |  | 3
7258353
| RECTIFIER SET |  | 3
1094648
| CONTACTOR |  | 3
3128683
| RECTIFIER SET |  | 3
3109048
| TRANSFORMER |  | 3
3151289
| THYRISTOR |  | 3
3151263
| COIL |  | 3
8058612
| BOARD |  | 3
8187114
| BOARD |  | 3
8165136
| BOARD |  | 3
7417389
| INVERTER |  | 3
8619975
| BOARD |  | 3
8338261
| BOARD D43 |  | 3
8165151
| COIL |  | 3
7416340
| COIL |  | 3
7416399
| TRANSFORMER |  | 3
3151289
| COIL |  | 3
8166597
| BOARD |  | 3
8055956
| BOARD |  | 3
8055931
| VARISTOR ESD |  | 3
3150034
| BOARD |  | 3
8060956
| CONTACTOR |  | 3
3128600
| CONTACTOR |  | 3
3132438
| RELAY |  | 3
1011030
| BOARD |  | 3
8701187
| BOARD |  | 3
8461204
| BOARD |  | 3
4945556
| BOARD |  | 3
1802222
| CONTACTOR |  | 3
3126323
| RECTIFIER SET |  | 3
3002573
| DISTRI.STRIP ADAPTER |  | 3
7210289
| EXTENDER BOARD 32/48P |  | 3
4081824
| EXTENDER BOARD |  | 3
8133944
| BOARD |  | 3
8402265
| TUBE ASSEMBLY |  | 3
8761314
| BOARD |  | 3
8032260
| BOARD |  | 3
8404840
| BOARD |  | 3
8030678
| BOARD |  | 3
8032302
| BOARD D2 |  | 3
8072571
| BOARD D3 |  | 3
8617524
| BOARD |  | 3
8338626
| BOARD D7 |  | 3
8382590
| BOARD D8 |  | 3
8604951
| BOARD |  | 3
8105405
| BOARD |  | 3
8619710
02-05-00641 | Equipment:UROLOGY X-RAY
Model: UROLOGY X-RAY
Company / Manifacturer: Siemens
Quantity: 1
Site: AL SHAHEED ADNAN HOSPITAL
| UROSKOP D 3, RBV 40 |  | 3
044 90 835 RVL54
| UROSKOP D - INSTALLATION PLATE# |  | 3
044 23 211 RVL54
| MONITOR CART#URK D3 |  | 3
044 23 245 RVL54
| CABLE SET 26 M # FL-H/MFK |  | 3
044 90 421 RV041
| BASIC EQUIPMENT#URK D3 |  | 3
044 23 260 RVL54
| FOOT SWITCH F.FLUOROSC.+RADIOGR |  | 3
044 16 876 G5392
| HEAD WADGE WITH HOLDER# |  | 3
044 23 286 RVL54
| STANDARD SET OF PADDING#URK-D. |  | 3
044 23 294 RVL54
| CHILD LEG SUPPORT INSERTS#URK-D |  | 3
044 23 310 RVL54
| HOLDER FOR PLASTIC DRAIN# |  | 3
044 23 328 RVL54
| PLASTIC DRAIN BAGS (20 PCS.)# |  | 3
044 23 336 RVL54
| ATTACHM. F. PLAST.DRAIN, HEAD# |  | 3
044 23 351 RVL54
| FOOT REST, LONG # URK-D. |  | 3
044 23 369 RVL54
| MICTURITION SEAT, ROTAT.#URK-D |  | 3
044 23 377 RVL54
| PATIENT ARM REST # URK-D. |  | 3
044 16 884 G5392
| INFUSION BOTTLE HOLDER# |  | 3
044 23 385 RVL54
| MEDICAL CREPE PAPER, 59X37CM # |  | 3
044 23 393 RVL54
| COMPRESSION -BELT (OP-RAIL)# |  | 3
044 23 401 RVL 54
| RADIATION PROTECTION, REMOVABLE# |  | 3
044 23 419 RVL54
| HAND RESTRAINTS (2 PIECES) # |  | 3
044 23 427 RVL54
| SHOULDER SUPPORT# |  | 3
044 23 435 RVL54
02-05-00642 | Equipment:UROLOGY X-RAY
Model: UROLOGY X-RAY
Company / Manifacturer: Siemens
Quantity: 1
Site: AL SHAHEED ADNAN HOSPITAL
| MODULARIS URO |  | 3
055 31 012 J1048
| SIREMOBIL ISO-C 23CM # 50HZ |  | 3
044 16 363 RVR21
| MEMOSKOP |  | 3
044 16 397 RH057
| KEYBOARD, UNIVERSAL # SMC |  | 3
037 78 391 G5429
| MONITOR SIMOMED, 44 CM # SMC |  | 3
044 06 687 RVR21
| MULTISPOT 2000-2 # SMC |  | 3
044 06 711 RVR21
| LEG SUPPORT COXAFIX (1 PAIR)# |  | 3
056 66 255 J1048
| CHILD LEG SUPPORT INSERTS#MO |  | 3
044 16 504RVL13
| LOWER BODY PROTECTION#MO |  | 3
044 16 512 RVL13
| PATIENT ARM REST #MO |  | 3
056 66 305 J1048
| ANESTHETIC BRACKET # MO |  | 3
044 16 520 RVL13
| INFUSION BOTTLE HOLDER #MO |  | 3
044 16 538 RVL13
| SHOLDER SUPPORT # MO |  | 3
044 16 546 RVL13
| HOLDER FOR PAPER ROLL |  | 3
056 66 354 J1048
| MEDICAL CREPE PAPER, 9X50 M#MO |  | 3
044 16 553 RVL13
| HOLDER FOR PLASTIC DRAIN #MO |  | 3
056 66 388 J1048
| PLASTIC DRAIN BAGS (20 PCS.) #MO |  | 3
044 16 579 RVL13
| FOOT SWITCH, 8 FUNCTIONS #MO |  | 3
056 66 404 J1048
| HAND RESTRAINTS (2 PIECES) #MO |  | 3
044 16 587 RVL13
02-05-00643 | Equipment:Radiography
Model: SIREGRAPH D
Company / Manifacturer: Siemens
Quantity: 1
Site: AL SHAHEED ADNAN HOSPITAL
| SIREGRAPH CF & 33-4, SX65, FLC |  | 3
044 18 963
| INSTALLATION BOARD # CF |  | 3
044 66 090 RHB32
| MULTILINE GRID FIXED # CF |  | 3
044 22 734
| KEYBOARD, ENGLISH |  | 3
030 63 468 B5110
| HARDCOPY INTERFACE, DIG. 26M |  | 3
011 63 307 X1755
| CARRIAGE FOR 1 MONITOR 44 CM # CF |  | 3
044 19 011
| SIMOMED 44 CM HM+ ROT. TILT. CO. |  | 3
044 19 037
| DRYSTAR 3000 DIGITAL |  | 3
051 40 137 Y1990
| DRYSTAR 3000 BLUE BASE FILM |  | 3
051 41 044 Y1990
02-05-00644 | Equipment:X-ray Generator
Model: POLYDOROS 50 GENERAL
Company / Manifacturer: Siemens
Quantity: 1
Site: AL SHAHEED ADNAN HOSPITAL
| BOARD |  | 3
4742565
| TRANSFORMER |  | 3
359133
| RECTIFIER |  | 3
3045127
| RECTIFIER |  | 3
3045119
| POWER SUPPLY |  | 3
3151685
| BOARD |  | 3
9746330
| BOARD |  | 3
8458085
| FIRMWARE |  | 3
8695611
| BOARD |  | 3
8458044
| BOARD |  | 3
8458101
| BOARD |  | 3
8593964
| BOARD |  | 3
8458127
| MULTIPL.VOLTAGE SUPPLY D5 |  | 3
1293257
| TRANSFORMER |  | 3
8462103
| 220V BOARD ESD |  | 3
8693111
| BOARD D906 |  | 3
8606063
| BOARD |  | 3
8134173
| BOARD |  | 3
8463374
| BOARD D900 |  | 3
8695934
| BOARD |  | 3
8605271
| BOARD E 00% ZO1 |  | 3
8692618
| BOARD D8 |  | 3
8604951
| BOARD |  | 3
8061509
| BOARD |  | 3
8061566
| BOARD |  | 3
8061582
| DEVICE PL |  | 3
8711384
| BOARD |  | 3
8061624
| BOARD |  | 3
7228117
| FIRMWARE |  | 3
8695728
| BOARD |  | 3
8619470
| BOARD |  | 3
1107734
| CONVERTER;AC-DC |  | 3
3173929
| BOARD |  | 3
8617201
| BOARD |  | 3
8702557
| RAM |  | 3
3166261
| BOARD |  | 3
8702359
| SOFTWARE#PL 50 S |  | 3
8702565
| SOFTWARE#PL 80 S |  | 3
8702573
| FIRMWARE |  | 3
9752247
| FIRMWARE |  | 3
1172985
| PROM |  | 3
3178134
| RAM |  | 3
3166261
| BOARD |  | 3
8460958
| BOARD |  | 3
9746504
| BOARD |  | 3
1172217
| FIRMWARE |  | 3
8695538
| BOARD |  | 3
8702128
| PAL SOFTWARE, 80KW#PL80 |  | 3
8706848
| FIRMWARE |  | 3
8703399
| BOARD |  | 3
8697401
| PROM |  | 3
8697419
| BOARD |  | 3
8706541
| BOARD |  | 3
1109847
| FIRMWARE |  | 3
1109854
| BOARD |  | 3
8700726
| FIRMWARE |  | 3
8702599
| BOARD |  | 3
8460743
| BOARD |  | 3
1101588
| FIRMWARE VIDOMATIC P |  | 3
8706020
| FIRMWARE |  | 3
1107072
| FIRMWARE |  | 3
1172993
| RAM |  | 3
3166261
| PROM |  | 3
3178134
| BOARD |  | 3
9745712
| FIRMWARE |  | 3
8695603
| BOARD |  | 3
9746892
| FIRMWARE |  | 3
8618472
| BOARD |  | 3
8606253
| BOARD |  | 3
8606279
| BOARD D901 |  | 3
8459810
| FIRMWARE |  | 3
1165138
| BOARD D902 |  | 3
8697484
| FIRMWARE |  | 3
1165096
| CONTACTOR |  | 3
3126323
| TRANSFORMER |  | 3
8694523
| BOARD |  | 3
8460768
| BOARD |  | 3
8706509
| BOARD |  | 3
8460800
| TRANSFORMER |  | 3
8698938
| TRANSFORMER |  | 3
1440767
| TRANSFORMER |  | 3
8462475
| RECTIFIER SET ESD |  | 3
7734817
| BOARD UL8A |  | 3
5436662
| BOARD |  | 3
1108559
| BOARD |  | 3
8696106
| BOARD |  | 3
8706558
| TRANSFORMER |  | 3
3151289
| BOARD |  | 3
8617136
| INTEGRATED CIRCUIT |  | 3
4668414
| FIRMWARE |  | 3
8695603
| TRANSFORMER |  | 3
9750407
| TRANSFORMER |  | 3
3151289
| INVERTER D66 |  | 3
8061608
| BOARD |  | 3
8455149
| BOARD |  | 3
8324642
| BOARD |  | 3
8383788
| RECTIFIER SET |  | 3
3158318
| BOARD |  | 3
8061103
| BOARD |  | 3
8618381
| BOARD |  | 3
8402232
| BOARD |  | 3
8459695
| BOARD |  | 3
8016412
| THYRISTOR |  | 3
3159449
| THYRISTOR |  | 3
3159431
| BOARD |  | 3
8594111
| BOARD |  | 3
8609125
| BOARD |  | 3
8055931
| TRANSFORMER |  | 3
5722806
| BOARD |  | 3
8161424
| BOARD |  | 3
8055790
| BOARD |  | 3
8619405
| TRANSFORMER |  | 3
3118791
| TRANSFORMER |  | 3
7754484
| BOARD |  | 3
8619421
| BOARD |  | 3
8455420
| BOARD |  | 3
3153301
| BOARD |  | 3
3153293
| BOARD |  | 3
8617300
| SERV.BOARD D920 |  | 3
8706418
| EXTENDER BOARD 32/48P |  | 3
4081824
| EXTENDER BOARD |  | 3
8133944
| Reitifiers 1&2 filter capacitors w./w2 |  | 3
8459042
| TSE +Ignition curcuit D841 |  | 3
8460784
| Central unit m6 D810 |  | 3
8593956
| Memory D811 |  | 3
8463 457
| Filament invertor D820 |  | 3
8459646
| Filament control D821 |  | 3
8703365
02-05-00645 | Equipment:Radiography
Model: VERTIX 2 MULTIX H
Company / Manifacturer: Siemens
Quantity: 1
Site: AL SHAHEED ADNAN HOSPITAL
| PLANIGRAPHIC EXTENTION # PL-S |  | 3
8706889
| PLANI INTOMATE P#PL-S |  | 3
8703415
| PAL-DIGIMATIC |  | 3
8711319
| CONNECTION THERAPY#PL-S |  | 3
9752288
| LITHIUM BATTERY |  | 3
3146073
| RELAY |  | 3
3177227
| PROGRAM STORE # POLYMATIC |  | 3
8458432
| REP PROGRAM STORE #POLYMATIC |  | 3
5724752
| FIRMWARE VIDOMATIC P |  | 3
8706020
| FIRMWARE |  | 3
1107072
| FIRMWARE |  | 3
8695603
| BOARD |  | 3
9746892
| FIRMWARE |  | 3
8618472
| BOARD |  | 3
8606253
| BOARD |  | 3
8606279
| KK INTERFACE#PROG.REMOT.CONT. |  | 3
8606295
| KK INTERFACE#POLYMATIC SYSTEM |  | 3
8606311
| BOARD D901 |  | 3
8459810
| SOFTWARE E INTOMATE P#PL-S |  | 3
8712051
| SOFTWARE 1#INTOMAT P |  | 3
8607251
| PLANI - INTOMAT P |  | 3
8607269
| MF-HIGH TENSION TRANSFORMER |  | 3
8610339
| MF-HIGH TENSION TRANSFORMER |  | 3
1290043
| STARTING DEVICE 50/60 HZ#PL-S |  | 3
8605669
| STARTING DEVICE 20/180 HZ#PL-S |  | 3
8605461
| SOFTWARE STARTING DEVICE # PL |  | 3
8711384
| ASSEMBLY GROUP |  | 3
8059388
| BOARD |  | 3
8061608
| BOARD |  | 3
8383788
| DIAZED FUSE |  | 3
1010420
| DIAZED FUSE |  | 3
1011147
02-05-00646 | Equipment:Mobile X-Ray
Model: MOBILETT
Company / Manifacturer: Siemens
Quantity: 1
Site: AL SHAHEED ADNAN HOSPITAL
| DISPLAY BOARD |  | 3
9102328
| CPU BOARD WITHOUT PROM |  | 3
9046897
| REMODELLING KIT |  | 3
6081637
| SOFTWARE, PROM KIT |  | 3
6022979
| INVERTER UNIT CPL |  | 3
6968960
| CURRENT TRANSFORMER |  | 3
9041948
| I/O BOARD |  | 3
9138538
| CAPACIT.CHARGE BOARD |  | 3
9174624
| DRIVE CIRCUIT |  | 3
6713077
| CAPACITOR 10000 MYF |  | 3
6597215
| POWER DISTREB.FIELD |  | 3
9336660
| TRANSFORMER |  | 3
9041963
| ROTATION UNIT |  | 3
6953210
| AC/DC CIRCUIT BOARD |  | 3
6899546
| FILAMENT BOARD |  | 3
9006040
| ASSEMBLY DETAILS |  | 3
6088454
02-05-00647 | Equipment:Mobile X-Ray
Model: MOBILETT
Company / Manifacturer: Siemens
Quantity: 1
Site: AL SHAHEED ADNAN HOSPITAL
| MOBILETT PLUS |  | 6
062 15 300 X037E
02-05-00648 | Equipment:C-ARM X-RAY
Model: Siremobile
Company / Manifacturer: Siemens
Quantity: 1
Site: AL SHAHEED ADNAN HOSPITAL
| SIREMOBIL COMPACT;17CM # 50HZ |  | 6
044 06 638 RVR21
| MEMOSKOP C-E. |  | 6
044 17 007 RVR21
| STANDARD MONITOR 44 CM SMC |  | 6
044 06 679 RVR21
02-05-00649 | Equipment:EEG
Model: EEG M/C
Company / Manifacturer: Siemens
Quantity: 1
Site: AL SHAHEED ADNAN HOSPITAL
| 16 CHANNEL EEG REGISTRATION ED24 |  | 3
F01 03 720
| ELECTRONIC HEAD BOX |  | 3
F02 10 025
| CONNECTING CABLE FOR HEAD 1-5M |  | 3
F03 84 049
| POWER CABLE |  | 3
FO8 81 210
| PACKS OF Z FOLD PAPER (1000 SH.) |  | 6
F07 58 252
| INSTRUCTION MANUALS ENGLISH |  | 6
F05 00 161
| MOBILE STAND FOR HEAD BOX |  | 3
F05 03 260
| EEG EVALUATION RULER |  | 3
F05 07 410
| UNIVERSAL HEADCAP SET |  | 6
F05 01 001
| THERMAL PAPER FOR ED 24 |  | 6
F07 58 252
02-05-00650 | Equipment:ECHO
Model: ECH SONOLINE CF
Company / Manifacturer: Siemens
Quantity: 1
Site: MEDICAL CITY HOSPITAL
| SONOLINE SIENNA, 230 V |  | 3
056 84 738 LV600
| ENGLISH OPERATING SYSTEM, SIENNA |  | 3
056 91 865 LH600
| ENGLISH TEXT OVERLAY, SIENNA |  | 3
056 90 891 LH600
| 7.5L40+ LINEAR ARRAY 7.5 MHZ |  | 3
051 32 506 LH400
| 3.5C40+ CONVEX ARRAY 3,5 MHZ |  | 3
051 32 498 LH400
| 5.0C50+ CONVEX ARRAY 5.0 MHZ |  | 3
051 32 514 LH400
| 6.5EC10 TRANSDUCER ENDO-C |  | 3
052 60 521 LH900
| ENDO-V PROBE FOR PRIMA/VERSA |  | 3
052 77 640 LH400
| ENDO-PII TRANSDUCER 5/7.5 MHZ |  | 3
045 15 081 LH400
| ANALOG COLOR PRINTER CP700,PAL |  | 3
056 91 931 LH600
| VERSA CABLE, RS-232, 9M/25M |  | 3
052 65 819 LH400
| CONTACT SCAN GEL, 5 LITER |  | 3
045 01 615 LH 032
| B&W PRINTER PAPER, UPP-110HA |  | 3
049 04 699 LZ300
02-05-00651 | Equipment:TRAED MILL
Model: SIRECARD
Company / Manifacturer: Siemens
Quantity: 1
Site: MEDICAL CITY HOSPITAL
| MEGACARD BE (EXERCASE) |  | 3
096 58 774 E285E
| WRITING CONSOLE MEGACART |  | 3
096 58 162 E285E
| EARTHING CABLE, LENGTH 5M. |  | 3
021 71 759 E2018
| UNICAR M, UNIT CARRIAGE |  | 3
093 90 238 E285E
| PLASTIC BOX FOR MC 75 |  | 3
064 15 806 E135E
| CABLE HOLDING ARM |  | 3
045 37 965 EH706
| PATIENT CABLE PK 200 |  | 3
060 67 404 EH46E
| EKG ACCESSORIES 170 B |  | 3
069 24 633 E101E
| DISTRIBUTOR CASE |  | 3
072 69 707 E3029
| TRUNK LEAD FOR PATIENT CABLE |  | 3
060 67 420 EH46E
| PLUG-IN SHORT-CIRCUIT PLUG, 3PCS |  | 6
060 67 396 EH46E
| SET OF PLUG-IN LEADS |  | 3
060 67 453 EH46E
| Z-FLOD CHART PAPER,200 SHEETS |  | 3
096 57 867 E100E
| ELECTRODE CERAM FOR ECG, 125 ML |  | 3
061 05 696 E101E
| DISPOSABLE ECG ELECTR., 25 EACH |  | 30
060 08 002 EH28E
| BURDICK T600 TREADMILL |  | 3
061 39 422 EH56E
| CONNECTION CABLE, LENGTH 5 M |  | 3
061 39 468 EH56E
02-05-00652 | Equipment:EEG
Model: EEG M/C
Company / Manifacturer: Siemens
Quantity: 1
Site: CONSULTING CLINIC
| 16 CHANNEL EEG REGISTRATION ED24 |  | 3
F01 03 720
| ELECTRONIC HEAD BOX |  | 3
F02 10 025
| CONNECTING CABLE FOR HEAD 1-5M |  | 3
F03 84 049
| POWER CABLE |  | 3
FO8 81 210
| PACKS OF Z FOLD PAPER (1000 SH.) |  | 6
F07 58 252
| INSTRUCTION MANUALS ENGLISH |  | 6
F05 00 161
| MOBILE STAND FOR HEAD BOX |  | 3
F05 03 260
| EEG EVALUATION RULER |  | 3
F05 07 410
| UNIVERSAL HEADCAP SET |  | 6
F05 01 001
| THERMAL PAPER FOR ED 24 |  | 6
F07 58 252
02-05-00653 | Equipment:Radiography
Model: SIREGRAPH / TRIDOROS
Company / Manifacturer: Siemens
Quantity: 1
Site: CONSULTING CLINIC
| SIREGRAPH CF & 33-4, SX65, FLC |  | 3
044 18 963
| INSTALLATION BOARD # CF |  | 3
044 66 090 RHB32
| MULTILINE GRID FIXED # CF |  | 3
044 22 734
| KEYBOARD, ENGLISH |  | 3
030 63 468 B5110
| HARDCOPY INTERFACE, DIG. 26M |  | 3
011 63 307 X1755
| CARRIAGE FOR 1 MONITOR 44 CM # CF |  | 3
044 19 011
| SIMOMED 44 CM HM+ ROT. TILT. CO. |  | 3
044 19 037
| DRYSTAR 3000 DIGITAL |  | 3
051 40 137 Y1990
| DRYSTAR 3000 BLUE BASE FILM |  | 3
051 41 044 Y1990
02-05-00654 | Equipment:Radiography
Model: SIRESKOP/TRIDOROS
Company / Manifacturer: Siemens
Quantity: 1
Site: BAGHDAD TEACHING HOSPITAL
| SIRESKOPE CX & 23-2, VDI, LX50#50 |  | 3
044 18 609 UD100
| CONTROL CONSOLE LX # CX (N) |  | 3
044 18 690
| MONITOR -CARRIAGE 44CM CX(N) |  | 3
044 18 716 UD143
| BUCKYTABLE & BD-STAND # CX (N) |  | 3
044 18 740 UD108
| BUCKYWALL UNIT-CX F70-150 L # |  | 3
044 18 807 RVD13
| HEAD SUPPORT # CX/SX |  | 3
027 67 304 G2079
| SHOULDER SUPPORTS (1PAR) #TABLE |  | 3
098 15 721 G2079
| COMPRESSION BELT, CPL. |  | 3
098 15 861 G2079
| KNEE SUPPORTS (LEFT AND RIGHT) |  | 3
074 29 426 G2079
| FOOTSWITCH FLUORO+RADIOGRAPHY |  | 3
044 21 900
02-05-00655 | Equipment:Mobile X-Ray
Model: MOBILETT
Company / Manifacturer: Siemens
Quantity: 1
Site: MANSOUR CHILDREN HOSPITAL
| MOBILETT PLUS |  | 3
062 15 300 X037E
02-05-00656 | Equipment:Mobile X-Ray
Model: MOBILETT 11
Company / Manifacturer: Siemens
Quantity: 1
Site: MEDICAL CITY HOSPITAL
| TUBE P 135/30R |  | 3
1158815
| TUBE |  | 3
6983456
02-05-00657 | Equipment:Radiography
Model: SIREMAT
Company / Manifacturer: Siemens
Quantity: 1
Site: NURSING HOME
| SIREGRAPH CF & 33-4, SX65, FLC |  | 3
044 18 963
| INSTALLATION BOARD # CF |  | 3
044 66 090 RHB32
| MULTILINE GRID FIXED # CF |  | 3
044 22 734
| KEYBOARD, ENGLISH |  | 3
030 63 468 B5110
| HARDCOPY INTERFACE, DIG. 26M |  | 3
011 63 307 X1755
| CARRIAGE FOR 1 MONITOR 44 CM # CF |  | 3
044 19 011
| SIMOMED 44 CM HM+ ROT. TILT. CO. |  | 3
044 19 037
| DRYSTAR 3000 DIGITAL |  | 3
051 40 137 Y1990
| DRYSTAR 3000 BLUE BASE FILM |  | 3
051 41 044 Y1990
02-05-00658 | Equipment:Mobile
Model: MOBILETT
Company / Manifacturer: Siemens
Quantity: 1
Site: NURSING HOME
| MOBILETT PLUS |  | 6
062 15 300 X037E
02-05-00659 | Equipment:C-ARM
Model: SIREMOBILE
Company / Manifacturer: Siemens
Quantity: 1
Site: NURSING HOME
| SIREMOBIL COMPACT;17CM # 50HZ |  | 3
044 06 638 RVR21
| MEMOSKOP C-E. |  | 3
044 17 007 RVR21
| STANDARD MONITOR 44 CM SMC |  | 3
044 06 679 RVR21
02-05-00660 | Equipment:Mimer
Model: mimer
Company / Manifacturer: Siemens
Quantity: 1
Site: M.mousel
| Control box 065 89 238 |  | 3
| Transformer 066 34 570 |  | 3
| Activator 060 86 912 |  | 3
| Transformer 066 34 588 |  | 3
02-05-00661 | Equipment:C-ARM
Model: C-arm Xray
Company / Manifacturer: Siemens
Quantity: 2
Site:M.S.A.H
| Cable 088 30 960 |  | 6
| Board 097 27 595 |  | 6
| Board 085 92 552 |  | 6
| Board 017 44 838 |  | 6
| Board 080 71 201 |  | 6
02-05-00662 | Equipment:CT-Scan
Model: Somatom DR3
Company / Manifacturer: Siemens
Quantity: 1
| Gantry |  | 3
| Smi |  | 3
| Table |  | 3
| Control consoil |  | 3
| Generator |  | 3
| Power distributer |  | 3
| Control cabenet |  | 3
02-05-00663 | Heamo Dialysis Machine Gambro AK10 System
| Power Supply Board (Board1) DFM | K0 4538G | 120
| Motor Control Board (Board2) DFM | K0 4525F | 120
| Analog Guard Board (Board4) DFM | K0 4528E | 120
| Dialuzer Connection Set Red DFM | K1 4081 001 | 375
| Dialuzer Connection Set Blue DFM | K1 4082 001 | 375
| Pressure Transducer Unit DFM | K0 6510 001 | 600
| Snflow Unit Assembly DFM | K1 111 001 | 240
| Stirrcr DFM | K0 5320 E | 90
| Return Value Assembly DFM | K0 9098 001 | 90
| Flashing Value Assembly DFM | K0 9100 001 | 90
| Float Assembly DFM | K1 2021 A | 120
| Main Power compl DFM | K0 7758 005 | 90
| Strainer DFM | K0 4646 A | 300
| Pressostat (white) SAGS DFM | K0 4724 001 | 150
| Pressostat (orange) HPGS DFM | K0 4723 007 | 150
| By Pass Block Assembly DFM | K0 6301 002 | 120
| Lamp 36V 30 mA DFM | 100 222 017 | 4500
| O.Ring DFM | 100 335 001 | 12000
| T.Connector DFM | 100 334 043 | 240
| Angleel Connector DFM | K1 2614 001 | 240
| Connector DFM | 100 334 038 | 240
| Cabling DFM | K0 5824 | 180
| Cabling DFM | K0 4577 A | 180
| Back Plan Board DFM | K0 9064 001 | 180
| Nipple DFM | K0 8847 001 | 300
| Flow Reducer DFM | K0 5533001 | 450
| O.Ring DFM | 100 319 023 | 600
| Tube DFM | 100 312 037 | 330
| Tube DFM | 100 312 020 | 330
| Nipple DFM | K0 989 001 | 300
| Nut DFM | 100 316 061 | 300
| Suction tube Compl DFM | K1 2054001 | 375
| Lamp 14V-80MA BMM | 100 222 016 | 600
| Backplan Board BMM | K0 9066 003 | 60
| Accumu Lator BMM | K0 8842001 | 180
| Muin power compl BMM | K0 8042002 | 60
| Motor unit BMM | K0 4566A | 60
| Pump motor assembly BMM | K0 0248A | 60
| Pressure transducer board BMM | K3584 001 | 90
| Air detector door BMM | K1 1138 001 | 150
| Magnetic unit assembly BMM | K0 4508A | 60
02-05-00664 | Culligan Water Treatment For Heamo Didysis
| R.O Fliter compl | 4406-93 | 240
| Union Soc BIV 32mm |  | 480
| ELBOW 98 Soc GIV 32mm |  | 480
| TEE 90 Soc TIV 32mm |  | 300
| Valve 25mm (plain) |  | 450
| Valve 32mm (plain) |  | 450
| ELBOW 90 Soc GIV 25mm |  | 480
| Reducing Soc DIV 32x25mm |  | 480
| Union Soc BIV 25mm |  | 480
| ADAPTOR Soc /THR K1FV(1x32) |  | 360
| Valve 20mm |  | 450
| R.O pump Complet |  | 120
220V-240V 50HZ
2800min-19090-9-00A
1.5kw-IEC 34-cosq 1.00
Type Stainessteel
| Loop pump complet |  | 120
220V-240V-5.5A 50HZ
WO 750 R.pm/2850
Type BC 25 2511/12 Stainessteel
02-05-00665 | Heamo Dialysis Machine Gambro AK10 System
| Fuse 10A 220V- 240V | 100 213 052 | 6000
| Fuse F Fuse 630MA 220V- 240V | 100 213 042 | 4500
| Fuse 2-5A 220V- 240V | 100 213 057 | 4500
| Fuse 3.15A 220V- 240V | 100 213 004 | 4500
| Fuse IA 220V- 240V | 100 213 007 | 4500
| Fuse 125MA 220V- 240V | 100 213 055 | 4500
| Fuse 315MA 220V- 240V | 100 213 010 | 4500
| Fuse 4A 220V- 240V | 100 213 055 | 4500
02-05-00666 | Equipment:chair of X-ray unit
Philips
Made in holand 1979 150 KV
Motor for chair of X-ray unit
Type DC 8178
Courant voltage 200 titm 1500
| Made in france |  | 3
02-05-00667 | Equipment: atomic absorption
Model: 2/0 VGP atomic absorption spectrophotometer
Company :cecil
| Burner head nitrous oxide head-2”x0.019” single slot |  | 3
02-05-00668 | EQUIPMENT:AG RECRICULATION FOR AUTOMATIC PROCESSOR
MODEL:FILMIX 90
COMPANY:CGR ITALA
| PCB for digital ammeter | R88-40 | 60
| Trans former 5v-15v-220v | R88-100 | 30
| Timer QRTT | R88-110 | 60
| Gra fhit with screw-bolt | R88-130 | 60
| Long-level-transmitter | R88-140 | 30
| Middle level-transmitter | R86- 150 | 30
| Short level-transmitter | R86-160 | 30
| PUMPS Carrent-transmitter tap. | R86-190 | 30
| PCB transmitter control | R86-200 | 60
| PCB POWER Supply | R86-210 | 60
| Engine carrent-taap. | R86-340 | 30
| Security switch | R86-350 | 60
| Motor-Gear-Box-Assy. | R86-1420 | 30
| Disks Assy. | R86-1450 | 30
| Pump. | R86-180 | 30
| Filter. | R86-410 | 300
02-05-00669 | EQUIPMENT:X-RAY HOFMAN
MODEL: S R250 E & SR 300 E
COMPANY: FRITZ HOR‎FMANN)
GERMANY
| X-Ray tube with shield assanbly. | AOR-NT-150 | 30
| X-ray tube rotating anode. | AOR/NT-150-30 SS | 30
| SX-ray colli motor | RT300 | 9
| X-Ray generator (complete control( | SR360E | 3
| Push Button. | 1-01001-061/01 | 60
| Foot switch. | 2410-0401 | 30
| Illuminated push button switch. | 5-V 1270 | 30
| Protecting diode. | 5-HV 1032 | 90
| Magnetic Barke | 4-HG 49 TZ 306 | 60
| Rine fuse 4A. |  | 150
| Rine fuse 6.3A. |  | 150
| Transformer | 3-HG 49 TZ 243 | 30
| Lamp for illm Push button switch | 01-990 220 v | 60
| Rectifier | 4-HV 1200 | 60
| Ball Bearing | EL8 | 30
| Ball Bearing | 6001 | 30
| Ball Bearing | 16 100 | 30
| Light colli motor lamp | 24V 50W | 60
| Teahni quesdedtor |  | 15
| Operating switch |  | 60
| Light dimming |  | 30
Control forscale
Illamination
| Mains compepensation |  | 15
| ElectronicTimer for(starting8finising) |  | 30
OfX-Ray (exposure)
| High tersion generator assembly. |  | 9
| High tension cable |  | 30
| Bellow for (X-Ray Tube with shield |  | 60
Assembl(
| Exposure Relay. |  | 30
| Grid for Buky table. |  | 15
| Grid for wall Bueky stand. |  | 15
| Filament Transformer |  | 9
Spare parts for Dental units and equipment
| Name/Description | Cat. No.
02-05-00670 | Planmeca 2000 dental Chair
| PCB 220 V(old code 6140) | 36140 | 120
| prb 25 500 451 16mk mlr2 ica) | 656 | 120
| Motor ps-032/220 V/ 2000 ala | 561 | 60
| Cover Brown (Foot control) | 430 | 300
| Micro Switch | 545 | 120
| Bearing Nut | 320 | 60
| Lever | 329 | 30
| Gear | 340 | 30
| Spacer | 404 | 30
| Screw din 965m 3 x 30 black | 1590 | 300
| Adaptor | 359 | 60
| Screw M 6 x 12 din 7991 | 3322 | 120
| Lever | 364 | 60
| Manual Switch (old code 0006124) | 36124 | 300
| Auto Switch (old code 0006125) | 36125 | 60
| Button membrane (old code 570057) | 260 | 120
| plaug (old code 830122) | 1960 | 120
| Casket ( old code 560046 ) | 253 | 120
| Fastening clip ( old code 540031) | 257 | 300
02-05-00671 | DENTAL UNIT
| Transformer 180 VA / 220 V | 1397 | 60
| relay startronic 26021 | 2281 | 60
| Fuse Base | 564 | 300
| AutoChip PCB 860115 | 25447 | 120
| Grip of the Foot Control | 5691 | 300
| Spring | 5240 | 300
| Pressure Controller | 1878 | 120
| Button 70-06511 (old code 00001531) | 7107 | 1200
| Screw DIN 966 M 4 X 16Zn | 3316 | 1200
| Axle | 4723 | 120
| Adaptor Shank RAL 9002 | 6989 | 120
| Suction Bush | 5473 | 120
| Intermediate Shank 9002 | 6885 | 60
| Stop Cover | 1760 | 60
| Console PCB PM 2000 unit | 26248 | 60
| Retainer Ring a30 DIN 471 | 741 | 60
| Bushing for Console | 50 | 60
| Fitter Handle | 5976 | 60
| Cuspidor ( ceramic ) | 7563 | 120
| Cuspidor ( opal ) | 1413 | 150
| Filling Tube | 4651 | 300
| Flushing Tube | 4650 | 300
| Chuck of the MicroVac | 26117 | 120
| Switch 8121j81 | 7062 | 120
| Cup | 1484 | 120
| Cup for Filter container | 6031 | 240
| Timer PCB 1128 - 2 Extended | 26253 | 120
| turbine Tube 4 Hole PM 2000 (old code 470011) | 539 | 300
| Needle Valve complete | 26108 | 300
02-05-00672 | A-DEC Performer II
DENTAL CHAIR
| Back link, tilt (actuator) | 61-2388-00 | 360
| Linear act Base 230V, FLD RPR | 61-2470-00 | 120
| Tilt actuator 230V (serv repl) | 61-2410-00 | 120
| PCA CAC and PFMR 2 chr 100-220V | 61-2512-00 | 240
| capacitor 15 MF, 240VAC | 041-504-00 | 120
| capacitor 5 - 7.5 mf, 240 VAC | 041-503-00 | 120
| Control block assembly | 38-0729-00 | 60
| StemAssembly water perf. | 38-0712-00 | 120
| StemAssembly air perf. | 38-0713-00 | 120
| Water relay assembly performer | 38-0717-00 | 120
| Flow control stem (perf PKG 5) | 38-0766-02 | 120
| Control block diaphragm (perf PKG 5) | 38-0711-01 | 300
| O-ring AS568-004 (PKG of 10) | 030-004-02 | 360
| Micro-valve assy., Performer | 99-0627-00 | 300
| Horizontal gauge (60 psi, ic) | 39-0822-00 | 60
| Knob assy, thmser 10-32 X 50, GR | 027-062-00 | 360
| Bite wing viewer lens | 76-8001-00 | 120
| 4100K 9 watt fluorescent lamp | 041-501-00 | 300
| valve assy WD - surf 6 | 38-0604-00 | 300
| Stem with O-rings valve single | 22-0778-00 | 240
| O-ring AS568-012, (PKG OF 10) | 030-012-02 | 240
| O-ring AS 568-008, (PKG OF 100) | 030-008-03 | 600
| Diaphragm ,SQX-013 THK (PKG 50) | 38-0054-01 | 600
| Spring 760 ODx47 long | 013-011-00 | 120
| Ring return valve stem (FT CONT) | 38-0552-00 | 120
| Stem assembly (FT CONT) | 38-0246-00 | 120
| Retaining ring internal, 5 OD | 38-0237-00 | 240
| Cupfill spout PERF | 12-0985-00 | 240
| Bowl rinse spout PERF | 12-0986-00 | 240
| Bowl screen (PKG 5) | 75-0035-01 | 1200
| Drain seal performer cuspidor | 12-0991-00 | 180
| Water spout seal perf | 12-0988-00 | 600
| Retaining ring internal 75 Din (750 dia. PKG 10) | 010-045-02 | 600
| Diaphragm retainer perf | 12-0983-00 | 600
| Diaphragm (water mani perf cuspidor) | 12-0982-00 | 600
| Air saliva ejector (evacuator assy.) | 11-1105-00 | 120
| O-ring AS 568-010, . 239 IDX 070W (PKG OF 100) | 030-010-03 | 600
| Jet (Air saliva evacuator) | 11-1108-00 | 120
| Cap assy - self-contained water | 14-0408-00 | 300
| Kit ( 2 water bot. And 2 caps ) CLEAN WATER SYS. ( old code 14.42900 ) | 90046000 | 600
| valve, TGL. 3W.gray | 33-0048-04 | 600
| LED ,12V GREEN,1021/1040 | 041-582-00 | 120
| rocker switch (SPDT) | 041-512-00 | 120
| Fuse, 630 MA, time lag 5*20 mm | 044-190-00 | 180
| Air regulater valve (3/8" out) | 24-0372-00 | 180
| Gauge PNL MT 0-100 psi KIT | 026-118-00 | 180
| Gasket 9 hole | 24-0137-00 | 180
| Spring conical 295 / 255 OD | 22-0460-00 | 180
| Piston with O-ring Delrin | 24-0132-00 | 180
| O-ring AS 568-003, PKG OF 10 | 030-003-02 | 600
| Diaphragm (PKG OF 10) | 22-0440-02 | 180
| Water shut-off valve (3/8 poly) | 34-0033-00 | 240
| Spring conical com 260/350 OD | 013-032-00 | 240
| Washer flt,sst 1.00x1.362x0.3 | 004-207-00 | 180
| Spring 480 OD x 500 long PKG 5 | 013-100-01 | 180
| Cap assy -perf light | 28-1172-00 | 180
| Washer, thrust 1.362 OD perf PKG 5 | 28-1175-01 | 180
| 125V 20Amp toggle switch | 041-336-01 | 180
| 12V., 55Watt Halogen lamp | 041-513-00 | 1200
| Bulb cap Assembly performer | 28-1213-00 | 1200
| Reflector shield performer | 28-1166-00 | 300
| Handle and reflector ass. | 28-1171-00 | 120
| Autoclavable syringe D surf 5' | 23-1114-00 | 180
| Syring nut assy. | 23-1090-00 | 180
| screw 2-56 syringe PKG 5 | 23-1193-01 | 180
| valve assembly btn aclv PKG 2 | 23-1098-01 | 600
| Conical spring PKG 10 | 013-064-01 | 300
| Tube smooth midwest quad gray | 024-123-02 | 3000
| Nut handpiece midwest | 98-0190-00 | 600
| Termind assy. Midwest quad | 98-0450-00 | 600
02-05-00673 | Prostyle Compact
| Transformer MC 0-100-115-230V / 1.3 K | 438066 | 150
| Lift Motor | 2322347 | 150
| Lift Motor potentiometer cable | 2375012 | 300
| Gold Recipient | 251016 | 600
| Bowl | 2522321 | 150
| Cuspidor seat | 252283 | 300
| Cuspidor gasket | 250541 | 300
| Deposit cup | 250542 | 300
| Tube DIA 11 | 6601 | 300
| 2/2 Solenoid valve C132842 DC | 2900316 | 300
| Filter | 271003 | 300
| Air Filter | 221008 | 300
| Water Filter | 221009 | 450
| Backrest motor capacitor 10?F | 433044 | 150
| Lifting motor capacitor 20?F | 433045 | 150
| Software 1.61 or later | 430124 | 150
| Main control PCB 115-10-01 | 2311501 | 150
| Main Switch | 438020 | 150
| Bowl rinse tube | 2822345 | 300
| Glass fill tube | 2822346 | 300
| Hygiene membrane | 2523655 | 300
| Syringe block assembly | 2602313 | 150
| Arm assembly | 2600285 | 150
| PM 3-Way syringe instrument hose assembly, non-autoclavable | 2600208 | 150
| PM Air motor instrument hose | 2600203 | 150
| PM F.O turbine instrument hose | 2600200 | 150
| PM Scaler - EMS hose | 2900225 | 300
| Backrest motor | 2324042 | 150
| Position sensor plate | 2522335 | 300
| Backrest potentiometer cable | 2375013 | 300
| Chair Seat Cable | 2375002 | 300
02-05-00674 | DIXI
| Dixi Digital Intra X- ray system | 6001050 | 60
| Sensor A2 | 6602102 | 30
| Sensor A0 | 6602100 | 30
| Sensor Holder set for Sensor A0 | 6002042 | 60
| Sensor Holder set for Sensor A2 | 6002062 | 60
| Sensor cover Sleaves (500 pcs) | 6001071 | 600
| Prostyle Intra X - ray 220 - 240V | 6001002 | 60
| Extension Arm std | 6601103 | 30
| Extension arm long 84 cm | 6601110 | 30
| 30cm ( 12" ) Round Cone | 6001012 | 90
| Rinn Collimator 35 x 45mm | 6001021 | 60
| Sensor Size A1 | 6602101 | 30
| CCD control box | 6602110 | 60
| Image grabber PCB | 6311802 | 30
| Interconnection cable | 6320060 | 30
| Prostyle sync cable | 6320050 | 30
| Sensor Holder set for Sensor A1 | 6002052 | 60
| Sensor hanger | 6602120 | 60
| Dimaxis licences simultaneous users ( net work ) | 6002010 | 15
| DICOM licence | 636002 | 15
| Export Packing costs for Intra | 6000300 | 60
| Dimax for panoramic with ceph fact instld | 600107 | 15
| Proscan Multitomographic X - ray 220V | 6000002 | 6
| Proscan Cephalostat CA 18 x 24 cm fact. Inst. | 600116 | 30
| Proscan Cephalostat CA 8"x10" fact. Inst. | 600117 | 30
02-05-00675 | B- Proscan Accessories |  | 0
| Cassette 15 x 30 cm with high speed screen ( blue senstive ) | 50953 | 15
| Cassette 18 x 24 cm with high speed screen ( blue senstive ) | 50954 | 15
| Cassette 8" x 10" with high speed screen ( blue sensitive ) | 50961 | 15
| Cassette 15 x 30 cm with rare earth screens ( green sensitive ) | 50955 | 15
| Cassette 18 x 24 cm with rare earth screens ( green sensitve ) | 50959 | 15
| Cassette 8" x 10" with rare earth screens ( green sensitive ) | 50963 | 15
| Set of bite pieces ( 100 pcs ) | 50956 | 15
| Set of bite registration plates (50 pcs) | 665531 | 15
02-05-00676 | Multiscan Imaging Plate Scanner
| 15 x 30 cm plate | 10000399 | 30
| 18 x 24 cm plate | 10000400 | 30
| 8" x 10" plate | 10000401 | 30
| 20 x 30 mm plate | 10000396 | 60
| 30 x 40 mm plate | 10000395 | 60
| 27 x 54 mm plate | 10000397 | 60
| Hygienic envelopes 20 x 30 mm ( 1000 pcs ) | 10000403 | 60
| Hygienic envelopes 30 x 40 mm ( 1000 pcs ) | 10000402 | 60
| Hygienic envelopes 27 x 54 mm ( 500 pcs ) | 10000406 | 60
| Hygienic envelopes 50 x 70 mm ( 250 pcs ) | 10000404 | 60
| 30 cm/12 in. rectangular cone | 6001023 | 60
| Rectangular collimator 35x45mm | 6001016 | 60
| Rectangular coll. 35x45mm Rinn Green | 6001021 | 60
| Hook for control panel | 6001014 | 60
| Operation light adapter for ceiling mount adap. | 6001015 | 60
| Mounting kit for Fixed control panel | 6001020 | 60
02-05-00677 | Intrascan W ( 12 plate drum ) | 10000394 | 30
| 50 x 70 mm plate | 10000398 | 30
| Pcb 220V old code 6140 | 36140 | 60
| Prb 25 500 45116 mk mlr2 ica | 656 | 60
| Motori BS-032/220V/2000ala | 561 | 30
| Cover brown (foot control) | 430 | 150
| Micro switch omron | 545 | 60
| Bearing nut | 320 | 30
| Lever | 329 | 15
| Gear | 340 | 15
| Spacer | 404 | 15
| Screw din 965 m 3x30 black | 1590 | 150
| Adapter | 359 | 30
| Screw M6x12 DIN 7991 | 3322 | 60
| Lever | 364 | 30
| Manual switch, old code 6124 | 36124 | 150
| Program board 1-prog | 36135 | 30
| Luzzani 51 | 9995051 | 600
| Luzzani nut no 53 | 9995053 | 600
| Bottom membrane | 260 | 60
| Plug | 1960 | 60
| Gasket | 253 | 60
| Fastening clip | 257 | 150
| Transformer 180VA 220V | 1397 | 30
| Relay startronic 26021 | 2281 | 30
| Fuse base | 564 | 150
| Autochip pcb | 25447 | 60
| Grip of the footcontrol | 5691 | 150
| Spring | 5240 | 150
| Prussure controller | 1878 | 60
| Buttom 70-06511 | 7107 | 600
| Screw din 966 m 4x16zn | 3316 | 600
| Axle | 4723 | 60
| Adapter shank ral 9002 | 6989 | 60
| Suction brush | 5473 | 60
| Stup cover | 1760 | 30
| Console pcb pm 2000 unit | 26248 | 30
| Console pcb pm 2000 unit | 741 | 30
| Bushing for console | 50 | 30
| Filter handle | 5976 | 30
| Cuspidor ceramic | 7563 | 360
| Cuspidor opal | 1413 | 300
| Filling tube | 4651 | 150
| Flushing tube | 4650 | 150
| Chuck of the microvac | 26117 | 60
| Sweitch 8121j81 | 7062 | 60
| Cup | 1484 | 60
| Cup for filter container | 6031 | 120
| Timer pcb 1128-2 extended | 26253 | 60
| Tube 4-hole | 1803 | 300
| Needle valve complete | 26108 | 300
| ENDOSTEAL IMPLANT SYSTEM - Surgical box included instruments for screw root line | 92000500 | 30
| SCREW ROOT FORM IMPLANTS ASSORTED | 92000500 | 1500
| NECKS, ABUTMENTS AND LABORATORY ACCESSORIES (ASSORTED) - Abuttments for screw root implants ass. | 92000500 | 1500
| 9926 SPS elcomed - 200 operating - unit 200 - 50.000 rpm, with foot speed control, 2 special motors - power output 250 W, torque 10 Ncm - with mounted connection cable, tow sets of spray rubes. Two sets of feed tubes, two sets of tube clampes, handpiece holders, stainless steel tray and stand with hooks. 220 - 240V | 992600 | 30
| 28135 SPECIAL MOTOR WITH MOUNTED CONNECTION CABLE, AND QUICK COUPLING. SPECIAL LENGTH 180 CM. | 2813500 | 60
| SET OF CONTRA-ANGLES AND HANDPIECES FOR IMPLANTOLOGY, CONSISTING OF EACH 1 PIECE: | 92001200 | 30
-S 11 SURGICAL HANDPIECE, SHORT, 1:1
-SL 11 SURGICAL HANDPIECE, LONGT, 1:1
- 985AE SURGICAL CONTGRA-ANGLE, 10:1
- 986AE INCO/EXCO CONTRA-ANGLE, 10:1
- 975AE SURGICAL CONTRA –ANGLE, 20:1
- 988E/KM SURGICAL CONTRA-ANGLE, 40:1
| 9970-E MF-PERFECTA E-TYPE foot control unit compiete with foot lever, clockwise anticlockwise E-motor with ISD coupling connection cable and handpiece holder 220-240V 2000-35000 epm. Power output 95 w. | 997003 | 150
| Air motor, LT-25, 20 W performance 4 Ncm Torque, fibre optic, with connection ISO 3964/DIN 13940. | 2518 | 300
| AC-20RM AIRMOTOR, up to 20.000 rpm clockwise/anticlockwise. Ritter-midwest 4-hloe connection. | 10012001 | 300
| W&H-/104E ROTOQUICK-COUPLING WITH STANDARD 4-HOLE CONNECTION | 402 | 300
| WA-62 LT Endo Cursor contra-angle handpiece, 4:1 compact gless rod press-botton chuck system, single spray for hand rood canal canal files. | 10236200 | 300
WA-67/1.1 LT Profin contra-angle handpiece, 2:1, movement 1,1 mm compact glass rod single supray, for dentatus - tips
| with PROFIN – Set | 10236702 | 300
| WA-67/0.4 LT Profin contra-angle handpiece, 2:1,movement 0.4 mm compact glass rod for dentarus – tips | 10236705 | 300
| WA-99 A High-speed contra-angle handpiece, 1:5, press-button chuck system, triple spray, for FG burs. | 10239901 | 150
| WA-56 A contra-angle handpiece, 1:1, press-button, chuck system, single spray, for contra angle burs. | 10235601 | 300
| WA-62 A Endo Cursor contra-angle handpiece, 4:1, press - button, chuck system, single spray, for hand root canal files. | 10236201 | 300
WA-67/1.1 A Profin contra-angle handpiece, 2:1, movement 1.1 mm, single spray for dentatus tips
| with PROFIN set. | 10236703 | 300
| TA - 96L SYNEA-turbine, mini,-head, 14W, ballbearing with compact glass rod, press-button cuck system, single spray, spare high pressure bulb with | 10039600 | 150
| 934 ROTO QUICK-coupling with standard 4- hole connection, adjustable spray, non-retraction valve. | 93456 | 150
| TA-98 Synea HS - turbines,midi - head, 17W, ballbearing, press-button chuck system, triple spray | 10039801 | 600
| W&H-/104E ROTOQUICK-COUPLING WITH STANDARD 4-HOLE CONNECTION | 402 | 300
| WD-73M ENDO NiTi contra – angle, 70:1, press-button chuck system, for motor speed up to 25.000 rpm ( e.g. airmotors ), for motors with ISO connection according to ISO 3964 / DIN 13940. | 10217302 | 75
| WD-74M ENDO NiTi contra - angle,128:1, press-button chuck system, for motor speed up to 40.000 rpm ( e.g. airmotors ), for motors with ISO connection according to ISO 3964 / DIN 13940. | 10217402 | 75
| Prophy –Set Prophy contra - angle WP-64M , 4:1, with set of YOUNG cups and brushes | 10216402 | 300
| Variosuc sucker |  | 90
02-05-00678 | Equipment: Micro PCV(centrifuge) Model:Nuve NT 715 Company: Nuva sanayimalat neticanet p-s tekfen , Turkey Gasket for capllary holders |  | 300
| Rubber support for motor base |  | 300
02-05-00679 | Equipment: Heamodialsis machine fresenuis
Model:400813
| Manometer for hydrolics measuring points | 630 109 I | 45
| Test box for 4008B | 672 337 I | 45
| Special key for installing removing the modules | 671 381 I | 45
| Key for lure lock | 630 086 I | 45
02-05-00680 | Equipment: Heamodialsis machine gambro
Model:AK 10
| DX multilest meter us in measuring the conductivity,temperature,pressure and PH assciated with hemodialysis delivery machines type gambro |  | 24
02-05-00681 | Equipment:Centrifuge
Company:Beckman instruments (ireland) INC
Industrial estate
Mervue,galway
Ireland
| Serrated drive belt | 878821 | 12
| Speed control board | 329416 | 6
02-05-00682 | Transducers for pressure monitoring |  | 900
02-05-00683 | Temprature probes |  | 150
02-05-00684 | Transducer pressure cable |  | 300
4627958 842812
4523551 4527958
4527958 4527958
02-05-00685 | Cartridge for pressure monitoring |  | 36
a-mod. No. 7370 257 E2258 ser, No.011164 580
| b-mod. No. 7370 109 E2255 ser, No.1006412580 |  | 36
02-05-00686 | Patient cable |  | 60
02-05-00687 | ECG cartrige Model No. 7370 059 E 2254 S.No. 003894513 |  | 36
02-05-00688 | Transducer pressure cable 4627958 , 842812 |  | 24 each
4523551 , 4527958
457958 , 4527958
02-05-00689 | Equipment:X-Ray
Model:Shemadzio
| Long time-I i/p power 100 w 100 v FH-20 |  | 9
| Tube 500-C ma Krp 150 no.6271559 |  | 3
02-05-00690 | Equipment: Mobile projector :
Discription:
| Halogen - Lamp 24V;40W |  | 1200
| Halogen - Lamp (hanaulux-1) 24 V 50W |  | 150
| Battery 12V,12AH NCLCD |  | 240
Equipment: Suction unit :
Model:ATMOLIT F2
| suction bottle 1.5L | 0.0073 | 150
| switch on/of |  | 60
02-05-00691 | Equipment: Suction unit :
Model:ATMOFOTRT E
Company:Drager Austria
Discription:
| suction bottle |  | 15
| power switch |  | 15
02-05-00692 | Equipment: Suction unit :
Model:R P 90
| On/of switch | M008.0384 | 150
| suction bottle 3 ltrs | M000.012 | 300
| filter plate |  | 6000
| vacuum regulating valve |  | 90
| motor |  | 60
02-05-00693 | Equipment: Dental Examination
Model:Dynamica 1033(Kavo)
Supplier:UAMED
| filter | 2101020 | 120
| 6-funiction syring(straight)for spray water and air,warm and cold | 5730530 | 66
| inra matick-motor 188 4000-40000 r.p.m with intra matic 2-coupling | 6760200 | 66
| multiflex coupling 455B order no.5531410 |  | 66
| power supply board |  | 33
| pump complete | 210 7800 | 33
| lamp 24 V / 7 W | 221 5007 | 330
| central print board | 705 2991 | 33
| selonoid complete 24 V | 210 7090 | 150
| super torque turbine 630 | 553100 | 66
| einbau sekrettopf(in german) | 7053811 | 33
| turbinns shwinge(in german) | 7053501 | 66
| selonoid complete 24 V | 2107060 | 99
| micro- switch | 2232107 | 165
| schalenablauf(in germany) | 7055592 | 33
02-05-00694 | Equipment: drying cabient laboratory 300co
Model:T 50 goE
| main switch,2 pole | 23 180 201 | 90
| time switch 24 stol | 23 150 227 | 90
| door gasket | 26 466 224 | 90
| heating system | 26 466 120 | 30
| thermometer | 26 286 236 | 30
| temperature contreller | 23 180 317 | 30
| contactor | 23 730 533 | 60
02-05-00695 | Equipment: Autoclave,tabletop
Model:PS 20-A
| safety valve ven 125/1 | VEN 12511 | 90
| thermostat TH 400-1 | 4-N000048 | 30
| valve 3VE2, | 0 346200 | 300
| MVB 60-100-0-500kpa cc35 | 0 330125 | 150
| heating body 2000 W 220V(heater) | 3-N000049 | 300
| thermoregulatar TRS 111 up to 143co | 0 345170 | 60
| time switch vipo vs 10R 220V | 0 335130 | 90
| main switch4-N 44 3957 | 0 420665 | 180
| relay RD92 3p 220V,50HZ | 0 345320 | 90
| relay TD30KC 220V,50-60HZ | 0 345650 | 90
| transister relay RDX 112 KB | 0 345850 | 90
02-05-00696 | Equipment:Developing machine kodak RP X-Omat M6AW kodak gas mib.H Eastman kodak company ,parts services 800 lee roa,rochester,new work 14650gas mib.H Company:Vamed
| Gear | 468354 | 300
| Roller | 470086 | 300
| Detector crossover assembly | 474476 | 60
| Developed flxer crossover assembly | 474478 | 60
| Fixer/wash crossover assembly | 514401 | 60
| Squeloper pack assembly | 514436 | 60
| Developed flxer assembly | 474477 | 60
| Fixer pack assembly | 512892 | 60
| Wash pack assembly | 596634 | 60
| Heater(R1,R2)CE winl-weig An Co. rft-140X182 Chromalox,230 V,1550 W uct type | 183153 | 60
| Heater eveloper | 468521 | 60
| Motor assembly | 468528 | 60
02-05-00697 | Equipment:Developing machine
| Belt take-up assembly | 468767 | 60
| Thermostate-developer | 472949 | 60
| Thermostat(S3) | 472992 | 60
| Drive belt |  | 120
02-05-00698 | Equipment:Mobil X-Ray unit Model:KCD-12 MC Company:Toshiba
| Tube X-ray unit model:DRX-822GD | 62077 | 30
| Insert model:DR-822G MAX.Voltage:125 KV Facal spot:1.2 | 11445
| Key switch use for X-ray controller,mobile unit,ralrography |  | 30
| Lamp swich |  | 30
| High potential cable |  | 30
| PCB-3 charge/ischarge control |  | 30
02-05-00699 | Equipment:GI -iagnostic table x-ray 1250 mp Model:DG-15DB-6 Company:Toshiba
| Tube X-ray unit model:DRX-3624HC | 35177 | 30
| Insert model:DR-3624H MAX.Voltage:150 KV Facal spot:1.2/0.6 | 67311
| Push putton swichs for control |  | 150
| Diaphram lamp 12V,50W |  | 150
02-05-00700 | Equipment:Sonolary.L Model:SAL-35 A Company:Toshiba
| Linear array probe PLB 505 S |  | 60
| Prob-plb-508 M |  | 60
02-05-00701 | Equipment:Urological table,hyyrojust Model:hyrajust II
| Board assembly, level inicator | 235755 | 24
| Relay boar assembly,rapra | 235801 | 24
| Switch | 80460003 | 60
| X-ray tube unit Unit moel RX-3624 mc insert model DRX-3624m max voltage 150KV focal spot 1.2/0.6 |  | 24
| Timer swich for diaphram lamp |  | 48
| Lamp for diaphram 12 v,50 w |  | 1500
02-05-00702 | Equipment:Tomo-Table Model:622 010 Company:Toshiba
| X-ray tube unit Unit moel RX-3624 mc insert model DR-3624m max voltage 150KV focal spot 1.2/0.6 |  | 24
| Diaphram lamp 12V,50W |  | 150
| Lamp transformer (Diaphram) |  | 24
| Timer switch for lamp |  | 24
| Control | 006 248 | 12
| Circuit board | 322 869 | 12
| Circuit board | 322 866 | 12
| Circuit board | 322 867 | 12
| Circuit board | 322 868 | 12
| Switch |  | 48
| Switch |  | 48
| Switch |  | 48
| Photo timer unit PIW-20 |  | 12
| Slide-outo transformer |  | 12
02-05-00703 | Equipment :ECG Apparatus one channel Model :EK41 Address of manufacture : Heuige GMBH
| Display board | 38800708 | 30
| Patient cable , 10- wire | 22322601 | 90
| Suction electrodes | 21714401 | 90
| Instrument - control board | 3880709R | 30
| Print head - control board | 38800711 | 30
| Mother board | 38800713R | 30
| IC HEF 4532BP .H228510I |  | 60
| Plate electrode |  | 90
| Power supply board | 38800714 | 6
02-05-00704 | Equipment : Electro Pheresis Equipment
| Main board | D914050 | 6
| Option board | P914055 | 6
| Printer board | P914070 | 6
| Trach Detection board | P 914090 | 6
| Paper datection board | P914100 | 6
| Printer board | P914060 | 6
| Key board | P914080 | 3
| Complete separation cell | P911000 | 12
| Source Lamp | P914170 | 30
| Set of 2 magnets | P914162 | 30
| Remov Glass plate | P914633 | 6
| Screen apllicatorts | P914000 | 6
| Micro Applicator Tip | P91417R | 6
| Som of Autom Bridges | P914122 | 6
| Som Mic Applicator Tip | P914126 | 6
02-05-00705 | Equipment : Instrument Doppler Foetoscpe- Desk Model : D206 Address of manufacture : sonicaid Limited
| Off tchargin on Switch Assembly ( Wired ) | 1300-0036 | 120
| PCB |  | 60
| Battery pack | 9640-8001 | 300
| Female socket | 1000-0468 | 150
| Probe |  | 150
02-05-00706 | Equipment : Instrument Reanimation seinheit PP800 Model :PP800 : Post fach 1339 moislinger Allee 53/55 Address of manufacture : D-400 Lubeck 1
| Lamp HGHL 12V,20W | 2M18653 | 600
| Shut off- type dspiration ejector | M 26673 | 60
| Radiant heator |  | 120
| Washers | D12142 | 120
| Glow lamp | 8300614 | 120
| Main suitch |  | 120
| hight switch |  | 120
02-05-00707 | Equipment : Instrument : Defibrillator Model : SCP 851 Address of manufacture : Hellige GMBH
| battery Nicd 10N/800 CH 12V, 1,8AH |  | 120
| Pcttient cable |  | 60
| Power supply board | 38800642 | 15
02-05-00708 | Equipment: Instrument : Anaesthetic Machwe Model : SVLLA 808 V Company : Drager Address of manufactre : Drager werk AGLVBECK
| Vapor10,1 |  | 30
| Sphgmomanometer / anaesthesis timer combination |  | 30
| Flow control valve |  | 30
| Pressure reducer 5/ 1,5 bar |  | 30
| Pressue reducer 200/5 bar |  | 30
| Set Hose CLIPS | R23495 | 30
| HALOTHAN VAPOR 19,3 | DB01088 | 30
| Knob | M24403 | 30
| Knob | M24407 | 30
| Knob | 8405185 | 30
| Set WASHERS | D20215 | 30
02-05-00709 | Equipment : Instrument : Anactitic machine , mobile Model : Seneced Company : Drdger Adress of manufacture : Drager werk AG
| Minute volumeter 2000 |  | 30
| Combined blood - pressure gange/ anaesthetic clock |  | 30
| Ventilation - pressare gauge |  | 30
| Parts for Rotameter tubes | M 23402 | 30
| Parts for Rotameter tubes | M23405 | 30
| Set O- Rinds | M 24403 | 30
| Set O- Rinds | M 23476 | 30
02-05-00710 | Equipment : Instrument : Intensive care incubator Model : Intensive incubator 7510 Company : Drager Address : Drager Werk AG Lubeck Federal
| Motor 2700 min complete | 2M 17529 | 150
| Heating element for 220 V | 2M 14532 | 60
| Sensor Pipe | 2M 16258 | 150
| Contact thermometer | 2M16259 | 150
| NI- Sensor | 2M16253 | 150
| Lamp 1,5 V | 2M 17687 | 600
| Signal lamp | 8402110 | 600
| Electrical Board |  | 60
02-05-00711 | Equipment : Instrument : Photo Therapy lamp Mobile Model: Photo- therapy unit 800 Company : Drager werk AG , W.C. Heraeus GMBH Adress : Postfach 1339 , Moislinger Alle 53/55
| Durner Q406Z7 | 2M 18785 56001206 | 1500
| Fan , 15W , 220V d-C/50HZ | 50618151 | 360
| Hour counter , 2W 220V d-c /50HZ 56017567 | 56018941 | 60
| Thermal switch 1-pole 16A , 250V a-c , 65 C | 56018864 | 60
| Switch , 2W ,220V a-c | 56018183 | 90
| Ballast , 42W , 0,53A, 220V a-c /50HZ | 56018819 56018924 | 48
| Ignition device 4,6A, 220V a-c /50HZ | 56018873 | 48
| Plexiglass filter | 2M18783 66011791 | 240
02-05-00712 | Equipment : Instrument : Microscope Model : Biovar Quantity inhospitals :11 Adress : Avstria
| Low nottage lamp 6V /10W - Halogen | 860019 | 300
| Power supply board |  | 30
| Spring for object Guide | 500-1BMH | 30
| Collimator - Star | 0241-31055 | 30
02-05-00713 | Equipment : Instrument : Microscope Binocnlat Model : Reichert Neovar Quantity inhospitals :44 Adress of manufacture : Austria
| Halogen - Low Voltage lamo 6V/10W | 860019 | 300
| Power supply board | 3010-31007 | 30
| Gear for EW- motion of stage | 4023-11009 | 30
| Frosted daylight filter | 8716 | 30
| Combumation stage No. 29 |  | 30
02-05-00714 | Equipment : Instrument : Centrifuge Model : Haemofuge A Address of manufacture : Heraeus - Christ G MBH
| Micro Switch | 180332 | 60
| magnet coil | 110274 | 60
| Pair of brushes | 1786 | 180
| Motor | 210216 | 30
| Anti Vibration | 300057 | 60
| Controller Plate | 1261 | 30
| Rabber Bowl | 49821 | 60
02-05-00715 | Equipment : Instrument : WATER DeST APPARTVS Model : Kottermann Labormobel- Laborapparate 1032 Qty in Hospitale :30 Address of manufacture : Moller- Scherr
| Main switch | 524550 | 60
| Contactor | 525213 | 45
| Microswitch storage vessel | 229029 | 60
| Float ball | 555612 | 45
| Excess remperature protection | 515507 | 30
| Solenoid valve | 229099 | 30
| Cap | 512536 | 30
| Heater | 522127 | 30
| Magnet - valve | 229029 | 30
| Diaphragm | 534301 | 240
02-05-00716 | Equipment : Instrument : Centrifuge , Desk top Model : laborfuge A Address of manufactrue : Heraeus- christ GMBH
| Motor | 210166 | 60
| Pair of brushes | 1754 | 300
| Sealing cap | 230143 | 60
| Magnet coil | 110274 | 60
| Micro0- switch | 180473 | 60
| Potention meter 22K | 200125 | 60
| Timer | 130180 | 30
| Controllerer plate | 2541 | 60
02-05-00717 | Equipment : Instrument : Water Bath Model : D3165type : 304 Qty in the Hospital : 4X8-32 Address of manufacture : Mulaer- Scher
| Mian switch | 524514 | 30
| Relay | 525105 | 48
| Indicator lamp |  | 96
| Heater | 522188 | 48
| Indicator contact thermometer | 515920 | 48
| Protection agains over heating | 329407 | 24
02-05-00718 | Equipment : Instrument : Spectrophometer Model : PU- 8800 Quantity in the hospital : 8 Address of manufacutre : PYE unieam LTD
| Denaerum lamp | 40116024 2633 | 24
| Precessor PCB N1095 | 401179 109543 | 24
| Memory PCB N 1142 | 40117911 4263 | 24
| Micro switch ( 160 mm ) | 2421200 29722 | 24
| Print heat | 401228 350013 | 24
| SPEC , Set ( SUB ) PU88109423 | 18800101 | 24
| Fan filter | 4011649 56933 | 24
| PM Tube | 40116483 4313 | 24
02-05-00719 | Equipment : Instrument : Bilirubinameter 4,40311011 Model : Bilimeter Address of manufacture : or the Diagnostic system GMBH
| Electrical Board |  | 24
| Cell holder |  | 24
| Callimatar stas |  | 24
02-05-00720 | Equipment : Instrument : Haemoglobinometer Model : H.G.B.R Serial No. 170785 Qty in Hospital Address of manufacture coulter Electronics Limited
| Filter element stem |  | 72
| Over flow filter holder |  | 72
| Curette Drain filter holder |  | 24
| Photo cell |  | 24
| HGB lamp Assy | 9368592 | 72
O-Ring
| Green filter |  | 72
| Curtte Housing Assy |  | 24
| Switch |  | 24
| Control LTD |  | 24
| Wait light lamp |  | 72
| Fuse LA Canti |  | 24
| Thermat Cutout Switch |  | 72
| Curette |  | 24
| Main card |  | 24
| High Voltage card |  | 24
| Low Voltage card |  | 24
| Over flow Drain Dispenser |  | 24
| Center Drain Dispenser |  | 24
02-05-00721 | Equipment : Instrument : Blood gas analyses Model : AVL 945 Qty in the hospital : 1 Address of manufacture : AVL AG
| Extension board 2x64 pol | 45-5022 | 48
| SBC-09 - Board | 45-5004 | 48
| Thermoprint | 45-5002 | 48
| Poweer Board | 45-5003 | 48
| Preamp lifier -Board | 45-5021 | 48
| Hall- switch | 47-03314 | 48
| Heating tube | 47-0307 | 48
| Vaccum sensor | 80-1602 | 48
| Vaccum pump | 40-1600 A | 48
| Motor | 80-1105 | 48
| Valve | 40-1810 | 48
| Commatotar stem motor (p) | 47-0301 | 48
| Ball - Bearing | 47-0315 | 48
| Thermo Fuse | 40-0347 | 120
| Tubular lamp | 40-0340 | 48
| Transformer | 45-5012 | 24
| Thermosensor | 40-0315 | 24
| Orifice - Needlle | 40-1304 | 24
| Membranes | 40-1602 | 24
| Analoye Board | 45-5005 | 24
| Barrier | 47-0317 | 24
| Display | 45-0803 | 24
| Key Board | 45-0801 | 24
| Tefelon ( m) | 40-113 | 24
| Silicon (m) | 40-0332 | 24
| Silicon (m) | 40-1305 | 24
| Silicon (m) | 40-1117 | 24
| PVC (M) | 47-1806 | 24
| PVC (M) | 40-1620 | 24
| Tygon (M) | 40-1620 | 24
| Tygon (M) | 47-1805 | 24
| PK 4 | 1819 | 24
| Washer | 40-1308 | 24
| O-Ring | 40-1607 | 48
| Miniatur valve | 40-0306A | 48
| Thermoprinter | 45-1501 | 24
| Magnet | 47-0410 | 24
| Magnet | 47-0411 | 24
| Magnet | 47-1113 | 24
| Magnet | 47-1114 | 24
| Magnet | 47-0341 | 24
| Air pump | 45-1301 | 24
| Miniatur valve | 45-0401 | 24
02-05-00722 | Equipment : Autoanalyser Manufacture : Beckmen Model : Astra- 8 Address of manufacture : Vamed 4-406/11 11
| Rapid Kit floppy disc | B669948 | 6
| Meantenance Kit - GL |  | 21
| Meantenance Kit -Run |  | 21
| Meantenance Kit - CRT |  | 21
| Meantenance Kit - Na. |  | 21
| Meantenance Kit - Prent |  | 21
| Meantenance Kit - Billr |  | 21
| Meantenance Kit - EVZ |  | 21
| Lamp Ass- Source |  | 6
| Tube Assy- Glucose |  | 21
| Rapid Kit - Glucose |  | 3
| Sample - Pump Nodule |  | 6
| Sample - pump funy kit |  | 6
| Board Ass. Power supply |  | 3
| Board Ass.Ram memory |  | 3
| Board Ass. Transport - Ariver |  | 3
02-05-00723 | Equipment : Automatic Blood cell counter Manufacture : Couiter Model : S- 880 Address of manufacture : Vamed
| CPU Board |  | 6
| Waste Chamber |  | 6
| Vacume Isolcter |  | 6
| Over flow accuvette |  | 6
| Manometer |  | 3
02-05-00724 | Equipment :ECG Monitor one channel Model :SMS 104 Servomed Address of manufacture : Heuige GMBH
| Deflection & high - Voltage | 38800209R | 30
| Deflection & high - Voltage | 38800214 R | 30
| Mother board 4/8 | 38800238R | 30
| Refernce plan of storage Board | 38800382R | 6
| Refernce plan of Digit- display board | 38800382R | 6
| Refernce plan of XY- Amplification board | 38800384R | 6
| Refernce plan of ORS- Triggering board | 38800385R | 6
| Refernce plan of Power - supply Board | 3880036R | 6
| Refernce plan of Power Transistors board | 38800387R | 6
| Refernce plan of High voltage board | 38800387R | 6
| Refernce plan of ECG- amplification board | 388003991R | 6
02-05-00725 | Equipment :Faradic galvanic Model :myoyne mark 2 E.M.S Company:electro medical supplies Green ham limited wantage england
| Belt elestaic no.10 |  | 30
| Set wire (myodyne) |  | 12
02-05-00726 | Equipment :Short wave Model :608 no.4 Company:Semens
| electrode |  | 12
02-05-00727 | Equipment :Short wave Model :Inraf (curopuls) Company:Holland Made in:Curapuls 418
| electrode | APP.n12.113 | 12
02-05-00728 | Equipment:Operating Projector
| lamp |  | 36
02-05-00729 | Safte red light to the ark room |  | 3
02-05-00730 | Accessories for Rotork analysis model 400 - CO analyzer (Rotork co ) :- Mannual for model 400dual been infrared analyzer |  | 3
02-05-00731 | Calibration gas cylinder ( 50 ppm ) pump |  | 3
02-05-00732 | Calibration gas cylinder for SO2 ambient analyzer type 477 ( Rotork co. ) ( below 1 ppm ) pump. |  | 3
02-05-00733 | Equipment :Linear accelator 4 million Model :M5167 8.5 volts made in England
| Magnitron osil | 801619 837252 | 3
02-05-00734 | Equipment :Operating light (celling) Model :(J14)SHY) type:145B-3B Company:Takizawa
| Sealed lamp 730 c (CR:40 watt/24 volt) |  | 750
02-05-00735 | Equipment :Mobile projector Cat. No.24/35 H Company:Takizawa
| Hologen bulb (Apollon) 24 volt/35 watt |  | 4500
02-05-00736 | Equipment : Flame photometer Model : PFP 7 Company: Jenway
| Multiturn potentiometer |  | 600
| LED double 7 segment display- red |  | 300
| Fuse 250mA (slow blow) |  | 300
| Fuse 3.15A (slow blow) |  | 300
| Fuse 6.3A (quick blow) |  | 300
| Polytube 1mm ODx 0.5mmID (0.5m long) |  | 300
| Silicon rubber tube |  | 600
| Drain trap |  | 300
| Atomiser assembly |  | 600
| Ignition electrode |  | 600
| Nebuliser cleaning wire (3 x 150mm long) |  | 600
| Knob 10mm |  | 300
| Knob 21.8mm dia. Blank |  | 300
| Transformer 12VA |  | 300
| Rocker switch illuminated - green |  | 300
| Rocker switch bias 1w |  | 300
| Display driver ICL7107 |  | 300
| Thermocouple assembly |  | 600
| Adjustable hose clip No. 14 |  | 300
| M3x6 skt set cone point, black |  | 300
| M5x6 skt set cone point, black |  | 300
| M14 plain washer zinc |  | 300
| Air regulator assembly |  | 300
| Needle valve assembly |  | 300
| Mixing chamber assembly |  | 600
| Ignition probe |  | 600
| Opto PCB assembly |  | 600
| Display PCB assembly |  | 600
| Power supply PCB assembly |  | 600
| Solenoid valve assembly |  | 300
| Electonic ignition unit |  | 600
| Sodium filter |  | 1200
| Potassium filter |  | 1200
| Universal joint |  | 600
| 8515/8516 Compressor inlet filter |  | 1200
| Set of allen key (2.5AF+M3+1.27AF+1.5AF) |  | 150
| Air comprassor |  | 300
02-05-0737 | Equipment :Hemometer (HB meter) Model : HB-210 Company: ERMA
| Bulb |  | 600
| Photocell |  | 600
| Main PCB |  | 150
| Pump |  | 300
02-05-0738 | Equipment : Flame photometer Model : EEL Company: CORNING
| Potentiometer 10kohm |  | 600
| Photocell |  | 900
02-05-0739 | Equipment :Spectro photometer Model : Spekol 10 Company: CARL ZEISS JENA
| Blue photocell |  | 1800
| Red photocell |  | 1800
| Bulb |  | 1500
| Main PCB |  | 600
| Prism |  | 600
| Indicating display |  | 600
| Potentiometer 1kohm |  | 900
| Nobe |  | 600
| Ienses assembly |  | 300
| Main transformer (220-6V) |  | 150
| EK1 |  | 300
| Cuvette |  | 2400
02-05-0740 | Equipment :Stewillizing instrument Model : jacob white Company:DARTFORD,KENT(ENGLAND)
| Heater 109/S,1500W,240V,GLEND 9.79 |  | 450
02-05-0741 | Equipment :Disitalation instrument (England) distall water Model :14 WSCA (ST 150 SA) Company:JBIBBY / Science prayducts
| Floresent heater 3000watt/50/60HZ |  | 300
| Boiler (glass vessel) (ST. 150SA) |  | 60
02-05-0742 | Equipment :Bi-Dest (Germany) Distallfeel water Model :2102/D3006 Burg wedel GFL Company:
| Heater 3.5kw - 16H |  | 75
02-05-0743 | Equipment :Autoclave (oldtype)(Japan medical instrument) Model :Jim Company: Tokyo-Japan (OMRON)
| Heater 4.5kw |  | 90
| Safty valve |  | 45
| Contector 30A |  | 60
| Gas gate |  | 60
| Relay 200V-24V |  | 60
025-05-0744 | Equipment:Fresenuis dialysis machine 4008B
| Driver assy (degossing) CP1 | 6707671 | 75
| Driver assy (flow) CP1 | 6707661 | 75
| PCB LP 630 mother board | 6360371 | 60
| Art - blood pump module CP1 | 6707451 | 75
| Power supply CP1 (230V) | 6724501 | 90
| Level detector module CP1 (22mm) | 6731931 | 75
| PCB LP 747 distribution board | 6719431 | 45
| Cuvette | 6518591 | 300
| Degassing orifice | 6518011 | 210
| Pressure transducer | 6707141 | 210
| PCB 748 display board | 6727211 | 45
| Traic | 5304091 | 210
| Check valve | 6718321 | 150
| Air separation pump CP1 | 6707051 | 150
| Enlet hose (red) by meter | 6713621 | 300
| Drain hose (black) by meter | 6713611 | 150
| Diulyzer holder | 5000251 | 300
| Heater rod (1600w / 230v) | 6711681 | 150
| Rechargahle battery | 6720291 | 150
| Filter CP1 | 6438801 | 300
| Filter cartridge | 6438791 | 1800
| Blood leak detector CP1 | 6517881 | 180
| Filter | 6526131 | 1500
| Suction tube red | 6715301 | 300
| Multifunction block | 6714431 | 90
| Dialysate filter complete | 6501141 | 300
| PCB LP647 power logic A | 641708 | 30
| PCB LP624 control board | 6710261 | 30
| PCB LP633 snput board | 6704321 | 30
| PCB LP632 CPU2 | 6704301 | 30
| PCB LP631 CPU1 | 6704281 | 30
| PCB LP744 power control 1 | 671987 | 30
| PCB LP743 power control 2 | 671985 | 30
| PCB LP634 out put board | 6704341 | 30
| PCB LP645 with cable | 6710031 | 30
| concentrate pump compl | 6739431 | 30
| Valve spring set concentrate pump | 6740751 | 150
| Valve spring set U.F pump | 673451 | 150
| Connecting tube (red) CP1 | 6725371 | 150
| PCB LP638 power supply board | 6704421 | 30
| PCB LP643 control board | 674428 | 30
| Conductivity cell | 5661171 | 60
| PCB L644 - 4008B | 676077 | 30
| Gear pump PPS CPL. Teflon 4008B | 6751421 | 75
| Clip | 670780 | 750
| Clip | 671721 | 600
02-05-00745 | Equipment:CT scan Model :DR3 Company :Seimens
| High Voltimeter regulator |  | 5
Panadors CT 3/380/420 v
Pluse Out put 20 to 60 KW
Pluse Reprtition frequency VP to 200 Pulses /sec
PluseWidth 1 to 5 ms
Tube voltage 77 to 150 Kv
Tube Current 142 to 625 mA
33 18 425 v 3606
02-05-00746 | Equipment:pulmanery functon test Serial No.(49685) Model :Vitalograph-spirometer Company :Midimate-Irland
| Breathing tube |  | 30
| Exhilation vapour filter |  | 9
| Mouth piece |  | 30000
| Vitalogram |  | 30000
| Graph paper(role) |  | 300
| Instruction book |  | 3
02-05-00747 | Equipment :Ceramic farnice Company:Qualy dental
| Element |  | 12
| S.S.R (heater) |  | 12
| VAC relese valve |  | 6
| S.S.R (VAC) |  | 6
| VAC pump |  | 3
| Power supply board |  | 6
| Temperature controller |  | 6
| Abot switch |  | 6
02-05-00748 | Equipment :Real time Ultrasound scanner Company:Bruel &Kjaar Model:1849
| Vagenal prob type 8538 7MHZ |  | 6
02-05-00749 | Equipment :lithotripey Company:Semens Model:1998
| Spark gap |  | 18
02-05-0750 | Equipment :Slit lamp Type:Topcon Model :japan
| Power unit topcon slit lamp model SL-3D primary=AC 100V,115 V,200 V,220 V and 240 V Adjustable with bulid-in voltage selector 50/60 HZ secondary=AC 4.5 V,6V and 7.5V. Adjustable with rotary switch |  | 60
| Loxeye piece lenses |  | 120
| Topcon slit lamp model SL-3D-lamphouse cover |  | 60
02-05-00751 | Equipment :D-C Shock Type:S&W
| Battery |  | 12
02-05-00752 | Equipment :D-C Shock Type:C&R
| Battery |  | 12
02-05-00753 | Equipment :Styless Type:S&W |  | 6
02-05-00754 | Equipment: Heamodialsis machine gambro
Model:AK 10
| Proport. Valve | K05585B | 45
| Conductivity Cell DF/UDM | K04629B | 75
| Power Pack 104.50 BMM | K0 8042002 | 45
| Power Pack DF/UD | K0 7758005 | 45
| Pressure Transducer Simulator | K06928001 | 3
| Temp.Cond.Trim Box | K06935001 | 3
| Prom | K13826103 | 120
| Dip Shunt | 100206004 | 240
| Diva kit | K13505001 | 120
| Microprocessor Board 1 | K10229002 | 60
| Microprocessor Board 2 | K10229001 | 60
| Power Supply Board DFM | K04538011 | 45
| Magnet Valve DF/UD | K12291001 | 60
| Control Logic Board BMM | K12284003 | 45
| Power Supply Board | K04538H | 30
| Blood Leak Detector DFM | K016163001 | 60
| Reciever Board | K06183001 | 60
| Transmiter board | K06186001 | 60
| By bass Block 118.45 | K08400A | 45
| Level Block New DF/UDM | k05571001 | 45
| Analog Guard Board DFM | K04528E | 45
| Pressostat L.Block WVLL | K04723001 | 45
| Pressostat L.Block WVHL | K04723002 | 45
| Motor Control board DFM | K05818B | 45
| Motor Control board BMM | K04475004 | 15
| Pressuer Transducer Pump | K0651004 | 75
| Valve Unit 114.7 DF/UDM | K08062002 | 90
| Fan (cover) AK/10 | 100328013 | 15
| Pressure transducer Board | K06170B | 75
| UDM Valve | K05804A | 30
| Over Heat Guard | K07422B | 45
| Motor (Pump) DF/UDM | 100216024 | 60
| Instrument panel DFM | K04628C | 45
| instrument panel BMM | K04568C | 45
| Bottom Plate DF/UD | K09064001 | 30
| cabling | K04778B | 45
| cabling | K04569A | 45
| Back plant Board | K09066003 | 45
| Air Detector Cabling BMM | K09033002 | 45
| Interface cable (Cable from Blood Unit Fluid Unit | K06225 | 15
| cabling clock | K09062001 | 45
| cabling clamp | 100314157 | 45
| cabling clamp | 100314158 | 45
| Accumulator | K08842001 | 30
| Stirrer | K05585B | 30
| Heating cartridge | K04981001 | 45
| Degassing unit Assembly | K04621A | 45
| Cable | K09057001 | 144
| Pressostat (Orange) HPGS | K04723007 | 45
| Pressostat (White) SAGS | K04723001 | 45
| Cable Front | K06272001 | 45
| Cable | K08351001 | 45
| UDM Valve Complet | K05804A | 30
| Unit Kit | K10592001 | 90
| Air Fitter | K04749A | 90
| Bus Cabling | K04924A | 45
| Pump Unit Complet | K04585 | 60
02-05-00755 | Equipment:X-Ray type:shemadzo
| Converter(1000 mA) |  | 3