## X 03-02
SECTION -1-
Aluminium Sulphate
Code | Description | Qty
03-02-00001 | Aluminium Sulphate in 50 Kg bags | 20000 ton
SECTION -2-
Supply Chlorine Gas
Code | Description | Qty
03-02-00002 | Supply New cylinder of (1) ton with chlorine gas | 2000 ton
03-02-00003 | Filling (1) ton Cylinder with chlorine gas | 2885 ton
03-02-00004 | Supply New cylinder of (50) kg with chlorine gas | 500 ton
03-02-00005 | Filling (50) kg Cylinder with chlorine gas | 500 ton
total |  | 5000
SECTION 3
BLEACHING POWDER
( CALCIUM HYPOCHLORITE )
Code | Description | Qty
03-02-00006 | Supply Bleaching Powder ( calcium hypochlorite ) | 500 ton
SECTION 4
CHLORINATROS with spare parts
for all Governarates
Code | Description | Qty
03-02-00007 | Cylider mounted, 500 g / hr. | 500
03-02-00008 | Wall mounted, 1000 g / hr. | 500
03-02-00009 | Wall mounted 2000 g / hr. | 1000
03-02-00010 | Wall mounted, 3000 g / hr. | 500
03-02-00011 | Wall mounted, 4000g / hr. | 500
03-02-00012 | Wall mounted 5000 g / hr. | 300
03-02-00013 | Wall mounted 6000 g / hr. | 300
03-02-00014 | Floor mounted 8000 g / hr. | 200
03-02-00015 | Floor mounted 10000 g / hr. | 300
03-02-00016 | Floor mounted 12000 g / hr. | 100
03-02-00017 | Floor mounted 20000 g / hr. | 100
TOTAL |  | 4300
SECTION 5
Alumina dossing pumps
Code | Capacity (L/hr) | Head (m) | Qty
03-02-00018 | 6 | 30 | 300
03-02-00019 | 25 | 70 | 100
03-02-00020 | 50 | 40 | 100
03-02-00021 | 80 | 30 | 20
03-02-00022 | 100 | 25 | 50
03-02-00023 | 100 | 50 | 30
03-02-00024 | 100 | 100 | 30
03-02-00025 | 150 | 40 | 20
03-02-00026 | 200 | 40 | 140
03-02-00027 | 250 | 40 | 330
03-02-00028 | 300 | 40 | 50
03-02-00029 | 350 | 40 | 50
03-02-00030 | 400 | 50 | 50
03-02-00031 | 400 | 100 | 50
03-02-00032 | 450 | 50 | 50
03-02-00033 | 450 | 80 | 25
03-02-00034 | 500 | 50 | 50
03-02-00035 | 600 | 50 | 25
03-02-00036 | 800 | 30 | 50
03-02-00037 | 800 | 60 | 50
03-02-00038 | 1000 | 40 | 50
03-02-00039 | 1000 | 60 | 50
03-02-00040 | 1100 | 100 | 50
03-02-00041 | 1200 | 60 | 50
03-02-00042 | 860 | 30 | 10
03-02-00043 | 420 | 30 | 10
03-02-00044 | 545 | 30 | 10
03-02-00045 | 760 | 30 | 20
03-02-00046 | 300 | 100 | 20
03-02-00047 | 100 | 100 | 20
03-02-00048 | 100 | 50 | 10
03-02-00049 | 50 | 80 | 10
03-02-00050 | 400 | 100 | 20
03-02-00051 | 800 | 100 | 10
03-02-00052 | 1100 | 50 | 10
03-02-00053 | 500 | 100 | 10
03-02-00054 | 150 | 40 | 30
03-02-00055 | 1200 | 60 | 20
03-02-00056 | 1100 | 100 | 10
03-02-00057 | 600 | 116 | 20
03-02-00058 | 800 | 116 | 10
Total |  |  | 2020
Section - 6 -
CHLORINE BOOSTING PUMPS
Code | Capacity (m3/h) | Head (m) | Qty
03-02-00059 | 12 | 60 | 80
03-02-00060 | 20 | 70 | 80
03-02-00061 | 10 | 70 | 80
03-02-00062 | 20 | 80 | 100
03-02-00063 | 6 | 60 | 150
03-02-00064 | 15 | 80 | 400
03-02-00065 | 5 | 80 | 105
03-02-00066 | 2 | 80 | 500
03-02-00067 | 6 | 100 | 180
03-02-00068 | 9 | 120 | 50
03-02-00069 | 20 | 120 | 50
03-02-00070 | 15 | 100 | 60
03-02-00071 | 10 | 160 | 120
03-02-00072 | 16 | 200 | 80
03-02-00073 | 9 | 200 | 120
03-02-00074 | 4 | 80 | 300
03-02-00075 | 25 | 80 | 60
03-02-00076 | 10 | 80 | 80
03-02-00077 | 14 | 70 | 140
03-02-00078 | 20 | 60 | 120
Total |  |  | 2540
SECTION 7
EQUIPMENT FOR WATER AND SEWAGE TREATMENT PLANTS
Code | Cov.name | Project name . | capacitym3/h | Qty
03-02-00079 | Nenawa | Sinjar w t p | 6000 | 1
03-02-00080 | Nenawa | Hamam al alil water treatment plant | 8000 | 1
03-02-00081 | Nenawa | Tal-Afar water treatment plant | 8000 | 1
03-02-00082 | Salah-Al-Deen | Al- thiloya water treatment plant | 3000 | 1
03-02-00083 | Salah-Al-Deen | Tuz-Kufri water treatment plant | 4000 | 1
03-02-00084 | Salah-Al-Deen | Shirkat water treatment plant | 2000 | 1
03-02-00085 | Salah-Al-Deen | Qadissia water treatment plant | 3000 | 1
03-02-00086 | Salah-Al-Deen | Qadissia sewage treatment plant | L.S | 1
03-02-00087 | Salah-Al-Deen | AL- Ouga sewage pumping station and net work | L.S | 1
03-02-00088 | Salah-Al-Deen | Samara sewage treatment plant | 12000 | 1
03-02-00089 | Baghdad | Al-Nahrawan cattle raiseres village sewerage project | L.S | 1
03-02-00090 | Diala | Balad rose water treatment plant | 2000 | 1
03-02-00091 | Diala | Baquba 1 st stage sewerage project | L.S | 1
03-02-00092 | Babil | Al-Mahaweel w.t.p | 3000 | 1
03-02-00093 | Babil | Al-Hilla 2 nd stage sewrage project | L.S | 1
03-02-00094 | Kerbala | Kerbala 2nd stage sewerage project | L.S | 1
03-02-00095 | Al-Najaf | Al-Kufa sewerage network | L.S | 1
03-02-00096 | Al-Tamim | Al-Toon copri w.t.p | 400 | 1
03-02-00097 | Al-Tamim | Kirkuk 1 st stage sewerage project | L.S | 1
03-02-00098 | Wasit | Al-KUT Unified W.T.P | 8000 | 1
03-02-00099 | Wasit | Al-Kut 1st stage sewerage network | L.S | 1
03-02-00100 | Al-Muthana | New Samawa W.T.P | 8000 | 1
03-02-00101 | Al-Muthana | Al-Samawa 1st stage sewerage project | L.S | 1
03-02-00102 | Thiqar | AL-Dawaya W.T.P | 6000 | 1
03-02-00103 | Missan | Al-Maimona W.T.P | 800 | 1
03-02-00104 | Missan | Al-Majer al kaber W.T.P | 1000 | 1
03-02-00105 | Missan | Al-Kahlaa W.T.P | 1000 | 1
03-02-00106 | Basrah | New basra W.T.P | 30000 | 1
03-02-00107 | Basrah | Al-Qurna unified w.t.p | 4000 | 1
03-02-00108 | Basra | Basra Sewage treatment plant phase (3) | 94000 | 1
| total |  |  | 30
SECTION 8
Lorry with crane
Code | Description | Qty
03-02-00109 | Lorry ( 10 ) ton with ( 5 ) ton telescopic crane | 200
SECTION - 9 -
Horizontal Split Case Pumps
Code | Gov.Name | Project Name | Q (m3/h) | H (m) | Qty | Type | R P.M
03-02-00110 | Wasit | Al suwaira w.t.p | 250 | 80 | 4 | S.C | 1500
03-02-00111 | = | New Nummaniya w.t.p | 165 | 40 | 8 | S.C | 1500
03-02-00112 | = | Old Nummaniya w.t.p | 120 | 40 | 6 | S.C | 1500
03-02-00113 | = | Old Nummaniya w.t.p | 120 | 20 | 6 | S.C | 1500
03-02-00114 | = | New Nummaniya w.t.p | 160 | 20 | 6 | S.C | 1500
03-02-00115 | = | Al –Ahrar w.t.p | 165 | 50 | 2 | S.C | 1500
03-02-00116 | = | Al –Ahrar w.t.p | 170 | 20 | 2 | S.C | 1500
03-02-00117 | = | Jasan w.t.p | 100 | 50 | 4 | S.C | 1500
03-02-00118 | = | Jasan w.t.p | 120 | 20 | 3 | S.C | 1500
03-02-00119 | = | Sheikh saad w.t.p | 80 | 50 | 1 | S.C | 1500
03-02-00120 | = | Al Dubouni w.t.p | 55 | 50 | 3 | S.C | 3000
03-02-00121 | = | Al Dubouni w.t.p | 60 | 25 | 6 | S.C | 1500
03-02-00122 | = | Al Mazraa w.t.p | 90 | 50 | 6 | S.C | 1500
03-02-00123 | = | Al Mazraa w.t.p | 60 | 25 | 6 | S.C | 1500
03-02-00124 | = | Al Dahnouk w.t.p | 350 | 20 | 8 | S.C | 1500
03-02-00125 | = | Al Dahnouk w.t.p | 230 | 50 | 4 | S.C | 1500
03-02-00126 | = | Kut w.t.p | 850 | 20 | 3 | S.C | 1500
03-02-00127 | = | Kut w.t.p | 650 | 40 | 3 | S.C | 1500
03-02-00128 | = | Al Hay w.t.p | 550 | 50 | 3 | S.C | 1500
03-02-00129 | = | Al Hay w.t.p | 450 | 20 | 2 | S.C | 1500
03-02-00130 | = | Al Hay w.t.p | 450 | 40 | 6 | S.C | 1500
03-02-00131 | = | Al Suwaira w.t.p | 550 | 40 | 4 | S.C | 1500
03-02-00132 | = | Al Muaffaqiya w.t.p | 90 | 20 | 2 | S.C | 1500
03-02-00133 | = | Al Muaffaqiya w.t.p | 80 | 40 | 2 | S.C | 1500
03-02-00134 | = | Al Zubaidia w.t.p | 55 | 40 | 2 | S.C | 3000
03-02-00135 | = | Al Zubaidia w.t.p | 60 | 20 | 6 | S.C | 1500
03-02-00136 | = | Sheikh saad w.t.p | 180 | 20 | 2 | S.C | 1500
03-02-00137 | = | Sheikh saad w.t.p | 80 | 100 | 6 | S.C | 1500
03-02-00138 | = | Sheikh saad w.t.p | 80 | 50 | 2 | S.C | 3000
03-02-00139 | = | Um Sunayem w.t.p | 60 | 20 | 2 | S.C | 1500
03-02-00140 | = | Um Sunayem w.t.p | 55 | 40 | 2 | S.C | 3000
03-02-00141 | = | Al Suwaira w.t.p | 650 | 50 | 6 | S.C | 1500
03-02-00142 | = | Al Suwaira w.t.p | 650 | 20 | 3 | S.C | 1500
03-02-00143 | = | Al Suwaira w.t.p | 500 | 85 | 8 | S.C | 1500
03-02-00144 | = | Al Suwaira w.t.p | 150 | 80 | 2 | S.C | 1500
03-02-00145 | = | Al Samideen wal Muntasireen C.U. | 110 | 20 | 2 | S.C | 1500
03-02-00146 | = | Al Samideen wal Muntasireen C.U. | 90 | 40 | 2 | S.C | 1500
03-02-00147 | = | Al Bashar w.t.p | 60 | 20 | 2 | S.C | 1500
03-02-00148 | = | Al Bashar w.t.p | 55 | 50 | 2 | S.C | 3000
03-02-00149 | = | Wasit W.T.P | 60 | 20 | 2 | S.C | 1500
03-02-00150 | = | Wasit W.T.P | 90 | 40 | 2 | S.C | 1500
03-02-00151 | = | Al Aziziya w.t.p | 600 | 10 | 3 | S.C | 1500
03-02-00152 | = | Al Aziziya w.t.p | 400 | 20 | 3 | S.C | 1500
03-02-00153 | Missan | Amara w.t.p Unified | 600 | 20 | 6 | S.C | 1500
03-02-00154 | = | Amara w.t.p Unified | 550 | 40 | 6 | S.C | 1500
03-02-00155 | = | Boosting Station | 120 | 60 | 6 | S.C | 1500
03-02-00156 | = | Al Rafiden w.t.p | 350 | 40 | 3 | S.C | 1500
03-02-00157 | = | Al Rafiden w.t.p | 400 | 20 | 3 | S.C | 1500
03-02-00158 | = | Al Kahla, almajer, aladil, al musharah , ali-sharqia , kumat ,qalut salhia w.t.p | 120 | 40 | 24 | S.C | 1500
03-02-00159 | = | Al Kahla, almajer, aladil, al musharah , ali-sharqia , kumat ,qalut salhia w.t.p | 150 | 20 | 24 | S.C | 1500
03-02-00160 | Basrah | Al Hussen Boosting Station | 930 | 60 | 3 | S.C | 1500
03-02-00161 | = | Al Hussen Boosting Station | 750 | 120 | 3 | S.C | 1500
03-02-00162 | = | Al Mudaina W.T.P | 200 | 50 | 8 | S.C | 1500
03-02-00163 | = | Al Jasem | 100 | 60 | 4 | S.C | 1500
03-02-00164 | = | Shatt – Al Hel | 50 | 50 | 8 | S.C | 2900
03-02-00165 | = | Garma No. (2) | 50 | 50 | 20 | S.C | 2900
03-02-00166 | = | Shatt – Arab W.T.P | 480 | 9 | 6 | S.C | 1500
03-02-00167 | = | Al –Mufeqeya Boosting Station | 160 | 80 | 6 | S.C | 1500
03-02-00168 | = | Khor AL Zubair W.T.P | 378 | 60 | 4 | S.C | 1500
03-02-00169 | = | Khor AL Zubair W.T.P | 405 | 6 | 4 | S.C | 1500
03-02-00170 | = | Khor AL Zubair W.T.P | 540 | 11 | 6 | S.C | 1500
03-02-00171 | = | Al Dair W.T.P | 250 | 50 | 5 | S.C | 1500
03-02-00172 | = | Al Dair W.T.P | 200 | 20 | 5 | S.C | 1500
03-02-00173 | = | Al Bratheaa W.T.P | 400 | 60 | 8 | S.C | 1500
03-02-00174 | = | Al Bratheaa W.T.P | 400 | 25 | 8 | S.C | 1500
03-02-00175 | = | Al –Faw W.T.P | 400 | 79 | 5 | S.C | 1500
03-02-00176 | = | Al –Faw W.T.P | 300 | 20 | 5 | S.C | 1500
03-02-00177 | = | Faw Net Work | 50 | 50 | 6 | S.C | 2900
03-02-00178 | = | Faw Net Work | 200 | 50 | 4 | S.C | 1500
03-02-00179 | = | Old Al-Mudaina w.t.p | 200 | 20 | 10 | S.C | 1500
03-02-00180 | = | Old Al-Mudaina w.t.p | 200 | 80 | 8 | S.C | 1500
03-02-00181 | = | Al Bratheaa w.t.p | 1500 | 90 | 8 | S.C | 1500
03-02-00182 | = | Al Suwaip w.t.p | 200 | 60 | 8 | S.C | 1500
03-02-00183 | = | Al Basrah Unified w.t.p | 1000 | 80 | 8 | S.C | 1500
03-02-00184 | = | Al Basrah Unified w.t.p | 400 | 60 | 9 | S.C | 1500
03-02-00185 | = | Old Al Shuwaiba w.t.p | 400 | 60 | 12 | S.C | 1500
03-02-00186 | = | Al Ribat w.t.p | 200 | 50 | 16 | S.C | 1500
03-02-00187 | = | Abo –Alkasib w.t.p | 200 | 50 | 25 | S.C | 1500
03-02-00188 | = | Abo –Alkasib w.t.p | 200 | 50 | 8 | S.C | 1500
03-02-00189 | = | Abo –Alkasib w.t.p | 50 | 50 | 30 | S.C | 2900
03-02-00190 | Al Muthana | Hay –Al Saniya | 300 | 80 | 6 | S.C | 1500
03-02-00191 | = | Al Daraje w.t.p | 60 | 50 | 12 | S.C | 3000
03-02-00192 | = | Al Daraje w.t.p | 60 | 20 | 12 | S.C | 1500
03-02-00193 | = | Al Majed w.t.p | 60 | 50 | 3 | S.C | 3000
03-02-00194 | = | Al –HALAL Village | 60 | 50 | 2 | S.C | 3000
03-02-00195 | = | Al –HALAL w.t.p | 100 | 50 | 2 | S.C | 1500
03-02-00196 | = | Storm Station | 100 | 20 | 20 | S.C | 1500
03-02-00197 | = | Storm Station | 150 | 20 | 20 | S.C | 1500
03-02-00198 | = | Storm Station | 200 | 20 | 10 | S.C | 1500
03-02-00199 | = | Al Warka W.T.P | 300 | 20 | 3 | S.C | 1500
03-02-00200 | = | Al Warka W.T.P | 216 | 60 | 4 | S.C | 1500
03-02-00201 | = | Al Warka W.T.P | 216 | 90 | 6 | S.C | 1500
03-02-00202 | = | Al Warka W.T.P | 216 | 15 | 2 | S.C | 1500
03-02-00203 | = | Ramathan Boosting | 500 | 40 | 3 | S.C | 1500
03-02-00204 | = | Al Karama Boosting | 100 | 70 | 8 | S.C | 3000
03-02-00205 | = | Al Majed – Al –Mamlaha B.S | 300 | 70 | 6 | S.C | 1500
03-02-00206 | = | Al Mamlaha B.S | 216 | 60 | 10 | S.C | 1500
03-02-00207 | = | Al –Entsar B.S | 100 | 40 | 6 | S.C | 1500
03-02-00208 | = | Al Rsala Residenital Building | 100 | 60 | 6 | S.C | 1500
03-02-00209 | = | Al Askan Residenital Building | 25 | 20 | 1 | S.C | 1500
03-02-00210 | = | New Project | 675 | 90 | 5 | S.C | 1500
03-02-00211 | = | New Project | 810 | 15 | 5 | S.C | 1500
03-02-00212 | = | Al Kader w.t.p | 216 | 40 | 8 | S.C | 1500
03-02-00213 | = | Al Sakak Houses | 120 | 50 | 3 | S.C | 1500
03-02-00214 | = | New Rumaitha W.T.P | 700 | 80 | 5 | S.C | 1500
03-02-00215 | = | New Rumaitha W.T.P | 200 | 60 | 8 | S.C | 1500
03-02-00216 | = | New Rumaitha W.T.P | 800 | 12 | 5 | S.C | 1500
03-02-00217 | = | New Rumaitha W.T.P | 510 | 15 | 3 | S.C | 1500
03-02-00218 | = | New Rumaitha W.T.P | 300 | 15 | 3 | S.C | 1500
03-02-00219 | = | New Rumaitha W.T.P | 375 | 90 | 3 | S.C | 1500
03-02-00220 | = | New Rumaitha W.T.P | 180 | 90 | 2 | S.C | 1500
03-02-00221 | = | New Rumaitha W.T.P | 200 | 70 | 8 | S.C | 1500
03-02-00222 | = | New Rumaitha W.T.P | 20 | 20 | 2 | S.C | 1500
03-02-00223 | = | New Rumaitha W.T.P | 100 | 50 | 2 | S.C | 1500
03-02-00224 | = | New Rumaitha W.T.P | 600 | 21 | 8 | S.C | 1500
03-02-00225 | = | New Rumaitha W.T.P | 800 | 12 | 3 | S.C | 1500
03-02-00226 | Diala | Al Abara W.T.P | 160 | 11 | 3 | S.C | 1500
03-02-00227 | = | Abo –Sadia W.T.P | 600 | 8 | 1 | S.C | 1500
03-02-00228 | = | Abo –Sadia W.T.P | 315 | 15 | 3 | S.C | 1500
03-02-00229 | = | Abo –Sadia W.T.P | 90 | 60 | 2 | S.C | 1500
03-02-00230 | = | Abo –Sadia W.T.P | 200 | 60 | 8 | S.C | 1500
03-02-00231 | = | Baladroz W.T.P | 210 | 20 | 3 | S.C | 1500
03-02-00232 | = | Baladroz W.T.P | 210 | 30 | 2 | S.C | 1500
03-02-00233 | = | Baladroz W.T.P | 220 | 60 | 8 | S.C | 1500
03-02-00234 | = | Baladroz W.T.P | 110 | 60 | 4 | S.C | 1500
03-02-00235 | = | Baladroz W.T.P | 100 | 60 | 4 | S.C | 1500
03-02-00236 | = | Baladroz W.T.P | 75 | 60 | 2 | S.C | 3000
03-02-00237 | = | Baladroz W.T.P | 110 | 30 | 6 | S.C | 1500
03-02-00238 | = | Old Al Muqdadiya W.T.P. | 350 | 11 | 3 | S.C | 1500
03-02-00239 | = | Old Al Muqdadiya W.T.P. | 180 | 50 | 3 | S.C | 1500
03-02-00240 | = | Beni – Saad W.T.P | 410 | 10 | 11 | S.C | 1500
03-02-00241 | = | Beni – Saad W.T.P | 160 | 50 | 6 | S.C | 1500
03-02-00242 | = | Beni – Saad W.T.P | 200 | 60 | 5 | S.C | 1500
03-02-00243 | = | Beni – Saad W.T.P | 350 | 60 | 4 | S.C | 1500
03-02-00244 | = | Kanaan W.T.P | 200 | 15 | 2 | S.C | 1500
03-02-00245 | = | Kanaan W.T.P (M.S) | 65 | 91 | 2 | S.C | 1500
03-02-00246 | = | Kanaan W.T.P | 135 | 75 | 2 | S.C | 1500
03-02-00247 | = | Kanaan W.T.P | 65 | 52 | 2 | S.C | 3000
03-02-00248 | = | Kanaan W.T.P | 360 | 11 | 2 | S.C | 1500
03-02-00249 | Diala | Al Khalis W.T.P | 675 | 35 | 6 | S.C | 1500
03-02-00250 | = | Al Khalis W.T.P | 780 | 30 | 6 | S.C | 1500
03-02-00251 | Diala | Al Khalis W.T.P | 625 | 30 | 10 | S.C | 1500
03-02-00252 | = | Al Khalis W.T.P (M.S) | 100 | 100 | 8 | S.C | 1500
03-02-00253 | = | Baquba W.T.P | 1050 | 10 | 5 | S.C | 1500
03-02-00254 | = | Baquba W.T.P | 600 | 20 | 3 | S.C | 1500
03-02-00255 | = | Baquba W.T.P | 300 | 68 | 8 | S.C | 1500
03-02-00256 | = | Baquba W.T.P | 420 | 100 | 4 | S.C | 1500
03-02-00257 | = | Baquba W.T.P | 420 | 36 | 4 | S.C | 1500
03-02-00258 | = | Baquba W.T.P | 300 | 100 | 6 | S.C | 1500
03-02-00259 | = | Khanaqin W.T.P | 250 | 125 | 8 | S.C | 1500
03-02-00260 | = | Khanaqin W.T.P | 630 | 12 | 5 | S.C | 1500
03-02-00261 | = | Boosting Station | 600 | 70 | 6 | S.C | 1500
03-02-00262 | = | Boosting Station | 60 | 50 | 2 | S.C | 3000
03-02-00263 | = | Boosting Station | 160 | 50 | 2 | S.C | 1500
03-02-00264 | = | Boosting Station | 120 | 82 | 6 | S.C | 1500
03-02-00265 | = | Jalwla W.T.P | 420 | 36 | 3 | S.C | 1500
03-02-00266 | = | Jalwla W.T.P | 400 | 40 | 8 | S.C | 1500
03-02-00267 | = | Jalwla W.T.P | 250 | 70 | 8 | S.C | 1500
03-02-00268 | = | Jalwla W.T.P | 275 | 12 | 4 | S.C | 1500
03-02-00269 | = | Qura – Taba W.T.P | 312 | 30 | 4 | S.C | 1500
03-02-00270 | = | Qura – Taba W.T.P | 86 | 68 | 4 | S.C | 3000
03-02-00271 | = | Qura – Taba W.T.P (M.S) | 60 | 96 | 8 | S.C | 1500
03-02-00272 | = | Qura – Taba W.T.P | 90 | 66 | 4 | S.C | 3000
03-02-00273 | = | Qura – Taba W.T.P | 450 | 24 | 2 | S.C | 1500
03-02-00274 | = | Qura – Taba W.T.P (M.S) | 50 | 100 | 6 | S.C | 1500
03-02-00275 | = | Al Munathraa W.T.P (M.S) | 100 | 100 | 3 | S.C | 1500
03-02-00276 | = | Al Tahrer W.T.P | 630 | 20 | 2 | S.C | 1000
03-02-00277 | = | Al Tahrer W.T.P | 550 | 36 | 2 | S.C | 1500
03-02-00278 | Thiqar | Nasseriah Unified W.T.P | 820 | 20 | 6 | S.C | 1500
03-02-00279 | = | Nasseriah Unified W.T.P | 796 | 170 | 12 | S.C | 1500
03-02-00280 | = | Nasseriah Unified W.T.P | 900 | 30 | 12 | S.C | 1000
03-02-00281 | = | Al Shatra W.T.P | 575 | 20 | 9 | S.C | 1500
03-02-00282 | = | Al Shatra W.T.P | 575 | 65 | 9 | S.C | 1500
03-02-00283 | = | Al Refayi W.T.P | 250 | 50 | 12 | S.C | 1500
03-02-00284 | = | Al Refayi W.T.P | 300 | 20 | 12 | S.C | 1500
03-02-00285 | = | Al Refayi W.T.P | 300 | 20 | 2 | S.C | 1500
03-02-00286 | = | Al Refayi Village W.T.P | 125 | 20 | 6 | S.C | 1500
03-02-00287 | = | Al Refayi Village W.T.P | 120 | 40 | 6 | S.C | 1500
03-02-00288 | Thiqar | Qalaat Sukkur W.T.P | 420 | 40 | 12 | S.C | 1500
03-02-00289 | = | Qalaat Sukkur W.T.P | 420 | 20 | 6 | S.C | 1500
03-02-00290 | = | Qalaat Sukkur W.T.P | 90 | 60 | 12 | S.C | 3000
03-02-00291 | = | Qalaat Sukkur W.T.P (M.S) | 90 | 100 | 12 | S.C | 1500
03-02-00292 | = | Qalaat Sukkur W.T.P | 600 | 20 | 6 | S.C | 1500
03-02-00293 | = | Al –Fajer W.T.P | 60 | 40 | 6 | S.C | 1500
03-02-00294 | = | Al –Fajer W.T.P | 64 | 20 | 12 | S.C | 1500
03-02-00295 | = | Al –Nasir W.T.P | 60 | 40 | 12 | S.C | 1500
03-02-00296 | = | Al –Nasir W.T.P | 64 | 20 | 12 | S.C | 1500
03-02-00297 | = | Suq Al – Shuqi W.T.P | 205 | 40 | 3 | S.C | 1500
03-02-00298 | = | Suq Al – Shuqi W.T.P | 120 | 50 | 3 | S.C | 1500
03-02-00299 | = | Wafah Al –Qaid Boosting | 600 | 100 | 12 | S.C | 1500
03-02-00300 | = | Garmat –Beni –Saeed W.T.P | 60 | 40 | 9 | S.C | 3000
03-02-00301 | = | Garmat –Beni –Saeed W.T.P | 64 | 20 | 3 | S.C | 1500
03-02-00302 | = | Al Fahod W.T.P | 200 | 40 | 8 | S.C | 1500
03-02-00303 | = | Al Fahod W.T.P | 205 | 30 | 8 | S.C | 1500
03-02-00304 | = | Al Dawyia W.T.P | 90 | 20 | 8 | S.C | 1500
03-02-00305 | = | Al Dawyia W.T.P | 90 | 40 | 3 | S.C | 1500
03-02-00306 | = | Al Baathya W.T.P | 200 | 40 | 8 | S.C | 1500
03-02-00307 | = | Al Baathya W.T.P | 200 | 20 | 8 | S.C | 1500
03-02-00308 | = | Al Eslah W.T.P | 90 | 40 | 8 | S.C | 1500
03-02-00309 | = | Al Eslah W.T.P | 90 | 20 | 3 | S.C | 1500
03-02-00310 | = | Old Nasseriah W.T.P | 250 | 30 | 8 | S.C | 1500
03-02-00311 | = | Old Nasseriah W.T.P | 250 | 50 | 8 | S.C | 1500
03-02-00312 | Salaheldeen | Tikrit W.T.P 2 nd stage | 850 | 41 | 8 | S.C | 1500
03-02-00313 | = | Tikrit W.T.P 2 nd stage | 750 | 57 | 8 | S.C | 1500
03-02-00314 | = | Old Tikrit W.T.P | 450 | 60 | 8 | S.C | 1500
03-02-00315 | = | Old Tikrit W.T.P | 400 | 40 | 8 | S.C | 1500
03-02-00316 | = | Al Ougi W.T.P | 200 | 25 | 8 | S.C | 1500
03-02-00317 | = | Al Ougi W.T.P | 120 | 60 | 9 | S.C | 1500
03-02-00318 | = | Al Ailam W.T.P | 250 | 30 | 4 | S.C | 1500
03-02-00319 | = | Al Ailam W.T.P (M.S) | 60 | 60 | 12 | S.C | 1500
03-02-00320 | = | New Al Dor W.T.P | 430 | 25 | 3 | S.C | 1500
03-02-00321 | = | New Al Dor W.T.P | 414 | 50 | 8 | S.C | 1500
03-02-00322 | = | New Al Dor W.T.P | 300 | 80 | 6 | S.C | 1500
03-02-00323 | Salaheldeen | Old Al Dor W.T.P | 250 | 50 | 8 | S.C | 1500
03-02-00324 | = | Old Al Dor W.T.P | 60 | 40 | 8 | S.C | 3000
03-02-00325 | = | Al – Sharqid W.T.P | 350 | 25 | 8 | S.C | 1500
03-02-00326 | = | Al – Sharqid W.T.P | 225 | 40 | 4 | S.C | 1500
03-02-00327 | = | Al – Sharqid W.T.P | 120 | 100 | 8 | S.C | 3000
03-02-00328 | = | Al – Sharqid W.T.P | 288 | 25 | 6 | S.C | 1500
03-02-00329 | = | Al – Sharqid W.T.P | 288 | 40 | 6 | S.C | 1500
03-02-00330 | = | Old Al – Sharqid W.T.P | 150 | 25 | 4 | S.C | 1500
03-02-00331 | = | Old Al – Sharqid W.T.P | 96 | 30 | 4 | S.C | 1500
03-02-00332 | = | Al – Sharqid Villiage W.T.P | 350 | 25 | 6 | S.C | 1500
03-02-00333 | = | Al – Sharqid Villiage W.T.P | 120 | 100 | 6 | S.C | 3000
03-02-00334 | = | Al – Sharqid W.T.P No. (2) | 210 | 25 | 6 | S.C | 1500
03-02-00335 | = | Al –Sharqid W.T.P No. (2) | 144 | 40 | 8 | S.C | 1500
03-02-00336 | = | Al –Fairs W.T.P | 95 | 20 | 2 | S.C | 1500
03-02-00337 | = | Al –Fairs W.T.P | 95 | 60 | 4 | S.C | 1500
03-02-00338 | = | Al –Tarmiyah W.T.P | 90 | 20 | 2 | S.C | 1500
03-02-00339 | = | Al –Tarmiyah W.T.P | 90 | 50 | 2 | S.C | 1500
03-02-00340 | = | Old Dozz W.T.P | 180 | 80 | 2 | S.C | 1500
03-02-00341 | = | Samarra W.T.P | 800 | 60 | 8 | S.C | 1500
03-02-00342 | = | Samarra W.T.P | 450 | 50 | 3 | S.C | 1500
03-02-00343 | = | Al –Fairs W.S.S | 1495 | 15 | 4 | S.C | 1500
03-02-00344 | = | New Balad W.T.P | 250 | 20 | 6 | S.C | 1500
03-02-00345 | = | Ishaqi – Uthrap W.T.P | 130 | 30 | 1 | S.C | 1500
03-02-00346 | = | Ishaqi – Uthrap W.T.P | 90 | 60 | 1 | S.C | 1500
03-02-00347 | = | Ishaqi – Uthrap W.T.P | 360 | 102 | 4 | S.C | 1500
03-02-00348 | = | Ishaqi – Uthrap W.T.P | 420 | 82 | 4 | S.C | 1500
03-02-00349 | = | Ishaqi – Uthrap W.T.P | 575 | 20 | 2 | S.C | 1500
03-02-00350 | = | Balad W.S.S. | 250 | 25 | 2 | S.C | 1500
03-02-00351 | = | Balad W.S.S. | 500 | 25 | 4 | S.C | 1500
03-02-00352 | = | New Al –Thoayia W.S.S | 250 | 25 | 4 | S.C | 1500
03-02-00353 | = | Old Al –Thoayia W.S.S | 250 | 25 | 4 | S.C | 1500
03-02-00354 | = | New Al –Thoayia W.S.S | 210 | 45 | 6 | S.C | 1500
03-02-00355 | = | Old Al –Thoayia W.S.S | 210 | 45 | 6 | S.C | 1500
03-02-00356 | Baghdad | Old Madain W.T.P. | 264 | 68 | 6 | S.C | 1500
03-02-00357 | = | Old Madain W.T.P. | 264 | 12 | 8 | S.C | 1500
03-02-00358 | = | New Madain W.T.P. | 900 | 17 | 8 | S.C | 1500
03-02-00359 | = | Al Rashidya W.T.P | 780 | 14 | 6 | S.C | 1500
03-02-00360 | = | Al –Muhmodia W.T.P. | 1050 | 15 | 4 | S.C | 1500
03-02-00361 | = | Al –Muhmodia W.T.P. | 1000 | 37 | 8 | S.C | 1500
03-02-00362 | = | Al –Muhmodia B.S. | 500 | 15 | 5 | S.C | 1500
03-02-00363 | = | Al- Lateffai W.T.P | 300 | 15 | 3 | S.C | 1500
03-02-00364 | Baghdad | Al- Lateffai W.T.P | 300 | 9 | 3 | S.C | 1500
03-02-00365 | = | Al- Lateffai W.T.P | 100 | 30 | 2 | S.C | 1500
03-02-00366 | = | Al-Rashida W.T.P | 183 | 11 | 3 | S.C | 1500
03-02-00367 | = | Al-Rashida W.T.P | 800 | 17 | 3 | S.C | 1500
03-02-00368 | = | Al-Rashida W.T.P | 450 | 55 | 2 | S.C | 1500
03-02-00369 | = | Al-Rashida W.T.P | 195 | 60 | 2 | S.C | 1500
03-02-00370 | = | Al-Rashida W.T.P | 150 | 58 | 2 | S.C | 1500
03-02-00371 | = | Al-Rashida W.T.P | 735 | 40 | 3 | S.C | 1500
03-02-00372 | = | Al-Rashida W.T.P | 600 | 12 | 3 | S.C | 1500
03-02-00373 | = | Al-Nahrawin Boosting | 500 | 80 | 2 | S.C | 1500
03-02-00374 | = | Al-Nahrawin Boosting | 1000 | 85 | 3 | S.C | 1500
03-02-00375 | Najaf | Najaf W.T.P | 2280 | 196 | 2 | S.C | 1500
03-02-00376 | Kerbala | Jadwal Al-Gharbi W.T.P | 120 | 40 | 2 | S.C | 1500
03-02-00377 | = | Jadwal Al-Gharbi W.T.P | 120 | 20 | 2 | S.C | 1500
03-02-00378 | = | Jadwal Al-Gharbi W.T.P | 60 | 40 | 2 | S.C | 3000
03-02-00379 | = | Jadwal Al-Gharbi W.T.P | 60 | 20 | 2 | S.C | 1500
03-02-00380 | = | Boosting Station | 1200 | 42 | 3 | S.C | 1500
03-02-00381 | = | Project No. (7) | 1400 | 17 | 6 | S.C | 1000
03-02-00382 | = | Project No. (7) | 1350 | 50 | 6 | S.C | 1000
03-02-00383 | = | Project No. (7) | 540 | 9 | 4 | S.C | 1000
03-02-00384 | = | Ain –Tamer Boosting Station | 350 | 100 | 3 | S.C | 1500
03-02-00385 | = | Al-Uriba Boosting Station | 1200 | 40 | 3 | S.C | 1500
03-02-00386 | = | Al-Hindaya W.T.P | 735 | 25 | 4 | S.C | 1500
03-02-00387 | = | Al-Hindaya W.T.P | 445 | 46 | 4 | S.C | 1500
03-02-00388 | = | Al-Hindaya W.T.P | 333 | 60 | 3 | S.C | 1500
03-02-00389 | = | Al-Hindaya W.T.P | 1200 | 25 | 2 | S.C | 1500
03-02-00390 | = | Al-Hindaya W.T.P | 762 | 30 | 3 | S.C | 1500
03-02-00391 | = | Sewage Project | 500 | 30 | 2 | S.C | 1000
03-02-00392 | = | Old Al-Hindaya W.T.P | 160 | 25 | 3 | S.C | 1500
03-02-00393 | = | Old Al-Hindaya W.T.P | 150 | 60 | 4 | S.C | 1500
03-02-00394 | Babil | New –Hilla W.T.P | 1600 | 7 | 2 | S.C | 1000
03-02-00395 | taemeem | Different Place | 540 | 70 | 10 | S.C | 1500
03-02-00396 | = | Different Place | 900 | 30 | 10 | S.C | 1500
03-02-00397 | = | Al Zap Unified W.T.P (M.S) | 100 | 80 | 6 | S.C | 1500
03-02-00398 | = | Al Zap W.T.P (M.S) | 90 | 100 | 3 | S.C | 1500
03-02-00399 | = | Al Zap Village (M.S) W.T. | 80 | 60 | 4 | S.C | 1500
03-02-00400 | = | Al Zap Village (M.S) W.T. | 85 | 20 | 4 | S.C | 1500
03-02-00401 | = | Al Reyadh Village W.T. | 312 | 20 | 3 | S.C | 1500
03-02-00402 | = | Al Reyadh W.T. | 200 | 60 | 6 | S.C | 1500
03-02-00403 | = | Al Reyadh W.T. | 220 | 20 | 6 | S.C | 1500
03-02-00404 | taemeem | Al Abassy w.t. | 140 | 70 | 2 | S.C | 1500
03-02-00405 | = | Al Abassy w.t. | 160 | 20 | 2 | S.C | 1500
03-02-00406 | = | Al Daquk w.t.p | 375 | 60 | 4 | S.C | 1500
03-02-00407 | = | Al Daquk w.t.p | 380 | 20 | 3 | S.C | 1500
03-02-00408 | = | Taza W.T. | 260 | 60 | 2 | S.C | 1500
03-02-00409 | = | Taza W.T. | 280 | 20 | 2 | S.C | 1500
03-02-00410 | = | Hassan Village W.T. | 80 | 20 | 2 | S.C | 1500
03-02-00411 | = | Hassan Village W.T. | 70 | 60 | 2 | S.C | 3000
03-02-00412 | = | AL-Ton kubry new W.T. | 450 | 90 | 5 | S.C | 1500
03-02-00413 | = | AL-Ton kubry new W.T. | 1000 | 90 | 5 | S.C | 1500
03-02-00414 | = | Al Toon Kobry W.T. | 400 | 60 | 4 | S.C | 1500
03-02-00415 | = | Al Toon Kobry W.T. | 420 | 20 | 4 | S.C | 1500
03-02-00416 | = | Al DEBIS W.T. | 600 | 20 | 4 | S.C | 1500
03-02-00417 | = | Al DEBIS W.T. | 800 | 20 | 3 | S.C | 1500
03-02-00418 | = | Al DEBIS W.T. | 600 | 20 | 4 | S.C | 1500
03-02-00419 | = | Al DEBIS W.T. | 300 | 60 | 6 | S.C | 1500
03-02-00420 | = | Al DEBIS W.T./3300 |  | 500 | 2 | S.C | 1500
03-02-00421 | Qadeseaya | Diwaniya W.T. * | 1150 | 17 | 6 | S.C | 1500
03-02-00422 | = | Diwaniya W.T. * | 1000 | 16 | 6 | S.C | 1500
03-02-00423 | = | Diwaniya W.T. * | 225 | 64 | 2 | S.C | 1500
03-02-00424 | = | Diwaniya W.T. * | 350 | 21 | 1 | S.C | 1500
03-02-00425 | = | Diwaniya W.T. * | 600 | 10 | 1 | S.C | 1500
03-02-00426 | = | Diwaniya W.T. * | 1000 | 53 | 6 | S.C | 1500
03-02-00427 | = | Diwaniya W.T. * | 300 | 33 | 4 | S.C | 1500
03-02-00428 | = | Diwaniya W.T. * | 300 | 15 | 4 | S.C | 1500
03-02-00429 | = | Diwaniya W.T. * | 590 | 17 | 6 | S.C | 1500
03-02-00430 | = | Al Shameayah W.T. | 425 | 40 | 4 | S.C | 1500
03-02-00431 | = | Al Shameayah W.T. | 290 | 55 | 4 | S.C | 1500
03-02-00432 | = | Al Shameayah W.T. | 270 | 53 | 4 | S.C | 1500
03-02-00433 | = | Al Shameayah W.T. | 261 | 53 | 4 | S.C | 1500
03-02-00434 | = | Al Qammas W.T. | 150 | 40 | 6 | S.C | 1500
03-02-00435 | = | Al Qammas W.T. | 200 | 20 | 6 | S.C | 1500
03-02-00436 | = | Al Bdeer W.T. | 150 | 20 | 6 | S.C | 1500
03-02-00437 | = | Al Bdeer W.T. | 90 | 40 | 6 | S.C | 1500
03-02-00438 | = | Al Dagara W.T. | 300 | 24 | 4 | S.C | 1500
03-02-00439 | = | Al Dagara W.T. (M.S) | 90 | 84 | 4 | S.C | 3000
03-02-00440 | = | Al Dagara W.T. (M.S) | 150 | 73 | 4 | S.C | 1500
03-02-00441 | Nenewa | Al-Mousel right bank w.t | 1440 | 35 | 12 | S.C | 1500
03-02-00442 | = | Al-Mousel right bank w.t | 1380 | 90 | 8 | S.C | 1500
03-02-00443 | = | Al-Mousel right bank w.t | 1380 | 60 | 8 | S.C | 1500
03-02-00444 | = | Al-Mousel right bank w.t | 960 | 60 | 8 | S.C | 1500
03-02-00445 | = | Al-Mousel lift bank w.t | 1000 | 30 | 9 | S.C | 1500
03-02-00446 | = | Al-Mousel lift bank w.t | 960 | 60 | 9 | S.C | 1500
03-02-00447 | = | Al-Mousel lift bank w.t | 1190 | 80 | 9 | S.C | 1500
03-02-00448 | = | Al-Mousel lift bank w.t | 1190 | 53 | 8 | S.C | 1500
03-02-00449 | = | Al-Mousel lift bank w.t | 1000 | 80 | 8 | S.C | 1500
03-02-00450 | = | Al-Mousel lift bank w.t | 130 | 55 | 8 | S.C | 1500
03-02-00451 | = | Hamam Al-Alel W.T.P | 200 | 40 | 8 | S.C | 1500
03-02-00452 | = | Hamam Al-Alel W.T.P | 250 | 20 | 8 | S.C | 1500
03-02-00453 | = | Al-Hather W.T.P | 300 | 190 | 6 | S.C | 1500
03-02-00454 | = | Al-Hather W.T.P | 350 | 75 | 8 | S.C | 1500
03-02-00455 | = | Al-Baiaj W.T.P | 150 | 20 | 8 | S.C | 1500
03-02-00456 | = | Makhmor W.T.P | 400 | 50 | 8 | S.C | 1500
03-02-00457 | = | Makhmor W.T.P | 60 | 70 | 8 | S.C | 1500
03-02-00458 | = | Makhmor W.T.P | 100 | 120 | 8 | S.C | 1500
03-02-00459 | = | Makhmor W.T.P | 200 | 20 | 8 | S.C | 1500
03-02-00460 | = | Al-Hamdanya W.T.P | 200 | 60 | 8 | S.C | 1500
03-02-00461 | = | Al-Hamdanya W.T.P | 600 | 40 | 8 | S.C | 1500
03-02-00462 | = | Al-Hamdanya W.T.P | 210 | 35 | 8 | S.C | 1500
03-02-00463 | Nenewa | Al-Shikan W.T.P | 90 | 30 | 5 | S.C | 1500
03-02-00464 | = | Rabia a W.T.P | 150 | 20 | 2 | S.C | 1500
03-02-00465 | = | Tal Akaif W.T.P ( M.S) | 100 | 255 | 8 | S.C | 1500
03-02-00466 | = | Tal Akaif W.T.P | 100 | 20 | 8 | S.C | 1500
03-02-00467 | = | Tal Akaif W.T.P ( M.S) | 600 | 180 | 8 | S.C | 1500
03-02-00468 | = | Tal Akaif W.T.P ( M.S) | 200 | 116 | 8 | S.C | 1500
03-02-00469 | = | Tal Akaif W.T.P | 1200 | 47 | 8 | S.C | 1500
03-02-00470 | = | Singaar W.T.P | 60 | 80 | 12 | S.C | 1500
03-02-00471 | = | Hamadit W.T.P | 90 | 30 | 8 | S.C | 1500
03-02-00472 | = | Hamadit W.T.P | 60 | 40 | 8 | S.C | 1500
03-02-00473 | = | Hamadit W.T.P | 90 | 50 | 2 | S.C | 1500
03-02-00474 | = | Hamadit W.T.P | 60 | 40 | 2 | S.C | 1500
03-02-00475 | = | Zemar W.T.P | 61 | 36 | 2 | S.C | 1500
03-02-00476 | = | Zemar W.T.P (M.S) | 210 | 25 | 6 | S.C | 1500
03-02-00477 | = | Al-Kaira W.T.P | 144 | 30 | 6 | S.C | 1500
03-02-00478 | = | Al-Kaira W.T.P | 144 | 50 | 6 | S.C | 1500
03-02-00479 | = | Al-Kaira W.T.P | 60 | 30 | 6 | S.C | 1500
03-02-00480 | = | Al-Shora W.T.P | 300 | 40 | 4 | S.C | 1500
03-02-00481 | = | Al-Shora W.T.P | 144 | 30 | 4 | S.C | 1500
03-02-00482 | = | Al-Shora W.T.P | 280 | 80 | 6 | S.C | 1500
03-02-00483 | = | Al-Shora W.T.P | 50 | 75 | 4 | S.C | 1500
03-02-00484 | = | Al-Rashidya w.t.p | 150 | 15 | 8 | S.C | 1500
03-02-00485 | = | Al-Rashidya w.t.p | 100 | 15 | 8 | S.C | 1500
03-02-00486 | = | Al-Rashidya w.t.p (M.S) | 100 | 100 | 6 | S.C | 1500
03-02-00487 | = | Tal afer W.T.P | 1050 | 15 | 12 | S.C | 1500
03-02-00488 | = | Tal afer W.T.P | 850 | 115 | 8 | S.C | 1500
03-02-00489 | = | Tal afer W.T.P | 250 | 200 | 12 | S.C | 1500
03-02-00490 | = | Tal afer W.T.P | 300 | 18 | 8 | S.C | 1500
03-02-00491 | = | Tal afer W.T.P | 600 | 125 | 8 | S.C | 1500
03-02-00492 | = | Tal afer W.T.P | 90 | 50 | 6 | S.C | 1500
03-02-00493 | = | Tal afer W.T.P | 300 | 50 | 6 | S.C | 1500
03-02-00494 | = | Tal afer W.T.P (M.S) | 240 | 150 | 8 | S.C | 1500
03-02-00495 | = | Tal afer W.T.P( M.S) | 60 | 140 | 4 | S.C | 1500
03-02-00496 | = | Al-Hamadanya W.T.P | 720 | 30 | 8 | S.C | 1500
03-02-00497 | = | Al-Hamadanya W.T.P | 900 | 165 | 8 | S.C | 1500
03-02-00498 | = | Al-Hamadanya W.T.P | 120 | 40 | 2 | S.C | 1500
03-02-00499 | = | Al-Hamadanya W.T.P | 180 | 90 | 2 | S.C | 1500
03-02-00500 | = | Al-Hamadanya W.T.P | 780 | 52 | 2 | S.C | 1500
03-02-00501 | = | Al-Hamadanya W.T.P | 500 | 40 | 3 | S.C | 1500
03-02-00502 | = | Gir –Gaber W.T.P (M.S) | 150 | 125 | 8 | S.C | 1500
03-02-00503 | = | Gir –Gaber W.T.P | 150 | 20 | 4 | S.C | 1500
03-02-00504 | = | Gir –Gaber W.T.P (M.S) | 90 | 90 | 3 | S.C | 1500
03-02-00505 | = | Gir –Gaber W.T.P (M.S) | 90 | 100 | 3 | S.C | 1500
03-02-00506 | = | Gir –Gaber W.T.P | 90 | 30 | 3 | S.C | 1500
03-02-00507 | = | Gir –Gaber W.T.P | 150 | 30 | 4 | S.C | 1500
03-02-00508 | Nenewa | Al – Quraj W.T.P | 400 | 35 | 8 | S.C | 1500
03-02-00509 | = | Al – Quraj W.T.P | 200 | 150 | 6 | S.C | 1500
03-02-00510 | = | Al – Quraj W.T.P | 90 | 60 | 4 | S.C | 1500
03-02-00511 | = | Al – Quraj W.T.P (M.S) | 150 | 100 | 4 | S.C | 1500
03-02-00512 | = | Al-Kware W.T.P | 550 | 40 | 4 | S.C | 1500
03-02-00513 | = | Al-Kware W.T.P | 180 | 70 | 2 | S.C | 1500
03-02-00514 | = | Al-Kware W.T.P (M.S) | 90 | 100 | 2 | S.C | 1500
03-02-00515 | = | Al-Dindin W.T.P | 650 | 60 | 4 | S.C | 1500
03-02-00516 | = | Al-Dindin W.T.P | 45 | 15 | 4 | S.C | 1500
03-02-00517 | = | Al-Kware W.T.P | 900 | 8 | 2 | S.C | 1000
03-02-00518 | = | Al-Kware W.T.P (M.S) | 100 | 200 | 2 | S.C | 1500
03-02-00519 | = | Dabaka W.T.P(M.S) | 75 | 200 | 2 | S.C | 1500
03-02-00520 | = | Tal a fer W.T.P(M.S) | 250 | 200 | 4 | S.C | 1500
03-02-00521 | = | Tal a fer W.T.P(M.S) | 150 | 200 | 2 | S.C | 1500
03-02-00522 | = | Makhmor W.T.P (M.S) | 150 | 200 | 6 | S.C | 1500
03-02-00523 | = | Makhmor W.T.P | 100 | 60 | 2 | S.C | 1500
03-02-00524 | = | Makhmor W.T.P (M.S) | 100 | 125 | 4 | S.C | 1500
03-02-00525 | = | Makhmor W.T.P | 200 | 20 | 4 | S.C | 1500
03-02-00526 | = | Makhmor W.T.P (M.S) | 400 | 160 | 3 | S.C | 1500
03-02-00527 | = | Qadissia Boosting Station | 200 | 35 | 6 | S.C | 1500
03-02-00528 | = | Boosting Station inside mosul | 400 | 50 | 6 | S.C | 1500
03-02-00529 | = | Boosting Station inside mosul | 90 | 60 | 4 | S.C | 1500
03-02-00530 | = | Boosting Station inside mosul | 400 | 60 | 6 | S.C | 1500
03-02-00531 | = | Boosting Station inside mosul | 144 | 40 | 6 | S.C | 1500
03-02-00532 | = | Boosting Station inside mosul | 500 | 60 | 4 | S.C | 1500
03-02-00533 | = | Boosting Station inside mosul | 500 | 50 | 4 | S.C | 1500
03-02-00534 | = | Boosting Station inside mosul | 60 | 40 | 9 | S.C | 1500
03-02-00535 | = | Boosting Station inside mosul | 400 | 50 | 2 | S.C | 1500
03-02-00536 | = | Boosting Station inside mosul | 500 | 60 | 8 | S.C | 1500
03-02-00537 | = | Boosting Station inside mosul | 640 | 80 | 4 | S.C | 1500
03-02-00538 | = | Boosting Station inside mosul | 500 | 60 | 6 | S.C | 1500
03-02-00539 | = | Boosting Station inside mosul | 400 | 50 | 7 | S.C | 1500
03-02-00540 | = | Boosting Station inside mosul | 500 | 50 | 3 | S.C | 1500
03-02-00541 | Nenewa | Boosting Station inside mosul | 250 | 40 | 3 | S.C | 1500
03-02-00542 | = | Boosting Station inside mosul | 20 | 40 | 2 | S.C | 1500
03-02-00543 | = | Boosting Station inside mosul | 144 | 60 | 14 | S.C | 1500
03-02-00544 | = | Boosting Station inside mosul | 200 | 60 | 2 | S.C | 1500
03-02-00545 | = | Boosting Station inside mosul | 600 | 50 | 3 | S.C | 1500
03-02-00546 | = | Boosting Station inside mosul | 250 | 60 | 2 | S.C | 1500
03-02-00547 | = | Boosting Station inside mosul | 300 | 60 | 4 | S.C | 1500
03-02-00548 | = | Adnania / Dabaka | 400 | 120 | 4 | S.C | 1500
03-02-00549 | = | = | 200 | 50 | 4 | S.C | 1500
03-02-00550 | = | = | 200 | 145 | 4 | S.C | 1500
03-02-00551 | Anbar | Ramadi W.T.P | 1000 | 68 | 2 | S.C | 1500
03-02-00552 | = | New Ramadi W.T.P | 300 | 20 | 4 | S.C | 1500
03-02-00553 | = | Al-Fallaja W.T.P | 700 | 80 | 4 | S.C | 1500
03-02-00554 | = | Old Al-Fallaja W.T.P | 350 | 50 | 4 | S.C | 1500
03-02-00555 | = | Al-Namaia W.T.P | 250 | 50 | 4 | S.C | 1500
03-02-00556 | = | Unified Heet –Kabasia w.t.p | 350 | 60 | 2 | S.C | 1500
03-02-00557 | = | Kabasia W.T.P | 150 | 160 | 2 | S.C | 1500
03-02-00558 | = | Unified Heet –Kabasia w.t.p | 60 | 53 | 2 | S.C | 1500
03-02-00559 | = | Unified Heet w.t.p | 30 | 61 | 2 | S.C | 1500
03-02-00560 | = | Unified Heet Village w.t.p | 210 | 51 | 3 | S.C | 1500
03-02-00561 | = | Old Heet w.t.p | 250 | 40 | 2 | S.C | 1500
03-02-00562 | = | Old Heet w.t.p | 250 | 60 | 2 | S.C | 1500
03-02-00563 | = | Yogaslive W.T.P | 200 | 60 | 6 | S.C | 1500
03-02-00564 | = | Al-Frait W.T.P | 150 | 60 | 2 | S.C | 1500
03-02-00565 | = | Al-Karma W.T.P | 700 | 50 | 2 | S.C | 1500
03-02-00566 | = | Al-Karhol Line | 320 | 57 | 2 | S.C | 1500
03-02-00567 | = | Al-Samah line | 240 | 62 | 8 | S.C | 1500
03-02-00568 | = | Al-Karma W.T.P | 600 | 10 | 6 | S.C | 1500
03-02-00569 | = | Al-Karma W.T.P | 750 | 60 | 4 | S.C | 1500
03-02-00570 | = | West –desert W.T.P | 700 | 190 | 20 | S.C | 1500
03-02-00571 | = | West –desert W.T.P | 700 | 171 | 6 | S.C | 1500
03-02-00572 | = | West –desert W.T.P | 600 | 200 | 6 | S.C | 1500
03-02-00573 | = | West –desert W.T.P | 600 | 132 | 6 | S.C | 1500
03-02-00574 | = | West –desert W.T.P | 600 | 250 | 6 | S.C | 1500
03-02-00575 | = | West –desert W.T.P& Al-Qaim | 375 | 70 | 13 | S.C | 1500
03-02-00576 | = | Deferent Sites | 1000 | 70 | 70 | S.C | 1500
03-02-00577 | = | Rawa W.T.P | 200 | 70 | 6 | S.C | 1500
03-02-00578 | = | Rawa W.T.P | 180 | 90 | 6 | S.C | 1500
03-02-00579 | = | Rawa W.T.P | 150 | 70 | 4 | S.C | 1500
03-02-00580 | Anbar | Rawa W.T.P | 180 | 80 | 4 | S.C | 1500
03-02-00581 | = | Al-Tharther W.T.P | 105 | 150 | 8 | S.C | 1500
03-02-00582 | = | Al-Tharther W.T.P | 50 | 100 | 6 | S.C | 1500
03-02-00583 | = | Al-Tharther W.T.P | 75 | 100 | 2 | S.C | 1500
03-02-00584 | = | Al-Tharther W.T.P | 75 | 75 | 2 | S.C | 1500
03-02-00585 | = | Al-Eabadey W.T.P | 60 | 20 | 10 | S.C | 1500
03-02-00586 | = | Al-Eabadey W.T.P | 100 | 80 | 5 | S.C | 1500
03-02-00587 | = | Al-Ratiba W.T.P | 150 | 100 | 5 | S.C | 1500
03-02-00588 | = | Al-Habaniya W.T.P | 100 | 55 | 3 | S.C | 1500
03-02-00589 | = | Al-Habaniya W.T.P | 72 | 40 | 3 | S.C | 1500
03-02-00590 | = | Al-Habaniya W.T.P | 216 | 40 | 2 | S.C | 1500
03-02-00591 | = | Anna W.T.P | 470 | 50 | 9 | S.C | 1500
03-02-00592 | = | Al-Ramadiy W.T.P | 1050 | 20 | 8 | S.C | 1500
03-02-00593 | = | Al-Ramadiy W.T.P | 350 | 20 | 4 | S.C | 1500
03-02-00594 | = | Al-Falloja W.T.P | 500 | 40 | 3 | S.C | 1500
03-02-00595 | = | Al-Falloja W.T.P | 410 | 20 | 4 | S.C | 1500
| TOTAL |  |  |  | 2712
Section -10 -
Ball Bearing
Code | Gov. name | Ball Bearing no. | Qty.
03-02-00596 | Nenewa | 29324 | 100
03-02-00597 | = | 6026 | 100
03-02-00598 | = | 7317 | 250
03-02-00599 | = | 6317 | 250
03-02-00600 | = | 6224 | 100
03-02-00601 | = | 7224 | 100
03-02-00602 | = | 6226 | 100
03-02-00603 | = | 7310 | 250
03-02-00604 | = | 7312 | 250
03-02-00605 | = | 7313 | 200
03-02-00606 | = | 6316 | 100
03-02-00607 | = | 6318 | 100
03-02-00608 | = | 6319 | 100
03-02-00609 | = | 6320 | 100
03-02-00610 | = | 6322 | 100
03-02-00611 | = | N4 224 E | 150
03-02-00612 | = | N3 22N | 150
03-02-00613 | = | N 312 E | 150
03-02-00614 | = | N4 322 | 250
03-02-00615 | = | N4 317 | 250
03-02-00616 | = | N4 318 | 250
03-02-00617 | = | N4 319 | 200
03-02-00618 | = | 6220 | 100
03-02-00619 | = | 6211 | 150
03-02-00620 | = | 7214 | 100
03-02-00621 | = | 6217 | 100
03-02-00622 | = | 6222 | 100
03-02-00623 | = | 6314 | 100
03-02-00624 | = | 6216 | 100
03-02-00625 | = | 6212 | 100
03-02-00626 | = | 6306 | 100
03-02-00627 | = | 6311 | 100
03-02-00628 | = | 6406 | 100
03-02-00629 | = | 6308 | 100
03-02-00630 | = | 6312 | 100
03-02-00631 | = | 6307 | 100
03-02-00632 | = | 6309 | 100
03-02-00633 | = | 6312 | 100
03-02-00634 | = | 6313 | 100
03-02-00635 | = | 6411 | 100
03-02-00636 | = | 6305 | 100
03-02-00637 | = | 6209 | 100
03-02-00638 | = | N4 215 | 100
03-02-00639 | nenewa | 3312 | 50
03-02-00640 | Baghdad | 6311 | 40
03-02-00641 | = | 6308 | 40
03-02-00642 | = | 6315 | 20
03-02-00643 | = | 6305 | 20
03-02-00644 | = | 6306 | 40
03-02-00645 | = | 6206 | 20
03-02-00646 | = | 6309 | 20
03-02-00647 | = | 6310 | 30
03-02-00648 | = | 6216 | 20
03-02-00649 | = | 6312 | 20
03-02-00650 | = | 6414 | 20
03-02-00651 | = | 6217 | 20
03-02-00652 | = | 6313 | 20
03-02-00653 | = | 6205 | 20
03-02-00654 | = | 6307 | 20
03-02-00655 | = | 6313 C3 | 30
03-02-00656 | = | N 216 - E CP | 30
03-02-00657 | = | 6209 C3 | 20
03-02-00658 | = | 6314 | 25
03-02-00659 | = | N 317 | 25
03-02-00660 | = | 6310 C3 | 25
03-02-00661 | Najaf | 6311 | 100
03-02-00662 | = | 6322 | 115
03-02-00663 | = | 6319 | 150
03-02-00664 | = | 7314 | 150
03-02-00665 | = | 6314 | 100
03-02-00666 | = | 6212 | 120
03-02-00667 | = | 6306 | 120
03-02-00668 | = | 6309 | 120
03-02-00669 | = | 6324 | 120
03-02-00670 | = | 6317 | 100
03-02-00671 | = | 6307 | 100
03-02-00672 | = | 6313 | 120
03-02-00673 | = | 6316 | 15
03-02-00674 | = | 6320 | 20
03-02-00675 | = | 6311 | 20
03-02-00676 | = | 6315 | 20
03-02-00677 | = | 313 NU | 20
03-02-00678 | = | 315 | 20
03-02-00679 | Kerbala | MJ 2 1 /2 | 32
03-02-00680 | = | 6320 | 16
03-02-00681 | = | 6414 | 15
03-02-00682 | = | 6314 | 40
03-02-00683 | = | N U 318 | 10
03-02-00684 | = | 6318 | 20
03-02-00685 | = | 6307 | 24
03-02-00686 | Kerbala | 6306 | 14
03-02-00687 | = | 6206 | 16
03-02-00688 | = | 6308 | 20
03-02-00689 | = | 6310 | 30
03-02-00690 | = | 6307 | 20
03-02-00691 | = | 6311 | 12
03-02-00692 | = | 6312 | 12
03-02-00693 | = | 6411 | 12
03-02-00694 | AL-Anbar | 6410 | 90
03-02-00695 | = | 6305 | 90
03-02-00696 | = | 7311 | 25
03-02-00697 | = | 314 N S | 25
03-02-00698 | = | R M S 14 | 90
03-02-00699 | = | R M S 159 / 16 | 50
03-02-00700 | = | 1 4 3 | 50
03-02-00701 | = | 1 4 1 | 50
03-02-00702 | = | 6204 | 10
03-02-00703 | = | 6304 | 50
03-02-00704 | = | 6310 | 50
03-02-00705 | = | 6209 | 50
03-02-00706 | = | 6321 | 25
03-02-00707 | = | 6317 | 140
03-02-00708 | = | 6318 | 25
03-02-00709 | = | 7321 | 25
03-02-00710 | = | 6224 | 25
03-02-00711 | = | N S 624 | 25
03-02-00712 | = | 6315 | 25
03-02-00713 | = | 6312 | 25
03-02-00714 | = | 6307 | 25
03-02-00715 | = | 6306 | 25
03-02-00716 | = | 7310 | 25
03-02-00717 | = | 3301 | 25
03-02-00718 | = | 3310 | 25
03-02-00719 | = | 6000 | 75
03-02-00720 | = | 6205 | 75
03-02-00721 | = | 6206 | 75
03-02-00722 | = | 6308 | 75
03-02-00723 | = | 6309 | 75
03-02-00724 | = | 6311 | 25
03-02-00725 | = | 6300 | 50
03-02-00726 | = | 6312 | 25
03-02-00727 | = | 6313 | 25
03-02-00728 | = | 6406 | 25
03-02-00729 | = | 216 | 50
03-02-00730 | = | 212 | 50
03-02-00731 | = | 309 | 25
03-02-00732 | = | 7320 | 25
03-02-00733 | AL-Anbar | NU 320 | 50
03-02-00734 | = | NU 318 | 50
03-02-00735 | = | NU 311 | 10
03-02-00736 | = | 3311 | 50
03-02-00737 | Qadissia | 6216 | 80
03-02-00738 | = | 6310 | 60
03-02-00739 | = | 6314 ZZ | 48
03-02-00740 | = | 6216 Z Z | 40
03-02-00741 | = | 6312 2 R S | 80
03-02-00742 | = | 6211 | 30
03-02-00743 | = | N U - 22125 | 40
03-02-00744 | = | 3211 | 40
03-02-00745 | = | 6315 / C3 | 40
03-02-00746 | = | N U 2305 | 40
03-02-00747 | = | 56207 NA | 40
03-02-00748 | = | FG 207 | 40
03-02-00749 | = | 22216 H C | 50
03-02-00750 | = | NU P 309 E N | 50
03-02-00751 | = | 63062 Z | 25
03-02-00752 | = | 30207 | 40
03-02-00753 | = | 6308 2 R S | 90
03-02-00754 | = | 6317 C 3 | 80
03-02-00755 | = | 6320 C 3 | 40
03-02-00756 | = | 6321 | 24
03-02-00757 | = | N 321 | 24
03-02-00758 | = | 6217 | 32
03-02-00759 | = | N 217 | 32
03-02-00760 | = | 6309 | 80
03-02-00761 | = | 6311 | 90
03-02-00762 | = | 6316 | 50
03-02-00763 | = | 6305 | 100
03-02-00764 | = | 6414 | 50
03-02-00765 | = | 6313 | 50
03-02-00766 | = | N U 316 | 60
03-02-00767 | = | N U 314 | 60
03-02-00768 | = | NU 2220 | 40
03-02-00769 | = | 6220 C3 | 40
03-02-00770 | = | 7316 B | 30
03-02-00771 | = | N U 320 | 30
03-02-00772 | = | 23026 E S | 30
03-02-00773 | = | 29426 E | 30
03-02-00774 | = | 31315 | 40
03-02-00775 | = | 2316 NU | 40
03-02-00776 | = | 23230 | 8
03-02-00777 | = | 22316 C | 8
03-02-00778 | = | 24152 C | 8
03-02-00779 | = | 24136 C | 8
03-02-00780 | Qadissia | 7310 B | 40
03-02-00781 | = | 7310 C3 | 150
03-02-00782 | = | 7312 C3 | 150
03-02-00783 | Tameem | 6310 | 90
03-02-00784 | = | 6309 | 60
03-02-00785 | = | 6308 | 50
03-02-00786 | = | 6307 | 80
03-02-00787 | = | 6311 | 20
03-02-00788 | = | 6305 | 46
03-02-00789 | = | 6306 | 30
03-02-00790 | = | 6315 | 32
03-02-00791 | = | 6322 | 30
03-02-00792 | = | 6210 | 25
03-02-00793 | = | 6312 | 12
03-02-00794 | Mesaan | 6305 | 50
03-02-00795 | = | 6306 | 50
03-02-00796 | = | 6308 | 50
03-02-00797 | = | 6309 | 50
03-02-00798 | = | 6310 | 50
03-02-00799 | = | 6311 | 50
03-02-00800 | = | 6411 | 50
03-02-00801 | = | 6410 | 50
03-02-00802 | = | 6314 | 50
03-02-00803 | = | 6315 | 50
03-02-00804 | = | 6316 | 50
03-02-00805 | = | 6317 | 50
03-02-00806 | Muthana | 6312 C3 | 100
03-02-00807 | = | 7314 | 100
03-02-00808 | = | N 314 | 120
03-02-00809 | = | 6308 C3 | 120
03-02-00810 | = | 1 1 4 | 100
03-02-00811 | = | N 1 1 / 4 | 80
03-02-00812 | = | N U 222 | 100
03-02-00813 | = | 6217 | 80
03-02-00814 | = | 6306 | 150
03-02-00815 | = | 6308 | 120
03-02-00816 | = | 6312 | 200
03-02-00817 | = | 6305 | 200
03-02-00818 | = | G 204 | 100
03-02-00819 | = | 6212 | 110
03-02-00820 | = | 6208 | 120
03-02-00821 | = | 6206 | 150
03-02-00822 | = | 6315 | 80
03-02-00823 | = | 6316 | 75
03-02-00824 | = | 6317 | 100
03-02-00825 | = | 7314 B | 50
03-02-00826 | = | 314 N | 50
03-02-00827 | Muthana | 222 N | 12
03-02-00828 | = | 6309 | 50
03-02-00829 | = | 6310 | 50
03-02-00830 | = | 6307 | 50
03-02-00831 | Basrah | 692 Z1 | 170
03-02-00832 | = | 6407 Z2 | 180
03-02-00833 | = | 6211 Z2 | 160
03-02-00834 | = | 6410 Z2 | 190
03-02-00835 | = | 6314 Z2 | 300
03-02-00836 | = | 6309 Z2 | 300
03-02-00837 | = | 6294 Z2 | 150
03-02-00838 | = | 6313 Z2 | 300
03-02-00839 | = | 6308 Z2 | 300
03-02-00840 | = | 6209 Z2 | 175
03-02-00841 | = | 6305 Z2 | 160
03-02-00842 | = | 6210 Z2 | 160
03-02-00843 | = | 6310 Z2 | 175
03-02-00844 | = | 6306 Z2 | 300
03-02-00845 | = | 6406 Z1 | 300
03-02-00846 | = | 6311 Z2 | 300
03-02-00847 | = | 6312 Z2 | 190
03-02-00848 | = | 214 N | 45
03-02-00849 | = | 6307 Z2 | 300
03-02-00850 | = | 6315 Z2 | 160
03-02-00851 | = | 6206 Z2 | 190
03-02-00852 | = | 6205 Z2 | 190
03-02-00853 | = | 6202 Z2 | 130
03-02-00854 | = | 6203 Z3 | 140
03-02-00855 | Wasit | 6305 | 50
03-02-00856 | = | 6306 | 50
03-02-00857 | = | 6307 | 50
03-02-00858 | = | 6308 | 50
03-02-00859 | = | 6309 | 50
03-02-00860 | = | 6310 | 50
03-02-00861 | = | 6311 | 50
03-02-00862 | = | 6312 | 50
03-02-00863 | = | 6313 | 50
03-02-00864 | = | 6314 | 50
03-02-00865 | = | 6315 | 50
03-02-00866 | = | 6316 | 50
03-02-00867 | = | 6317 | 50
03-02-00868 | = | 6318 | 50
03-02-00869 | = | 6319 | 50
03-02-00870 | = | 6320 | 50
03-02-00871 | = | 6205 | 50
03-02-00872 | = | 6206 | 50
03-02-00873 | = | 6207 | 50
03-02-00874 | Wasit | 6208 | 50
03-02-00875 | = | 6209 | 50
03-02-00876 | = | 6210 | 50
03-02-00877 | = | 6211 | 50
03-02-00878 | = | 6212 | 50
03-02-00879 | = | 6213 | 50
03-02-00880 | = | 6214 | 50
03-02-00881 | = | 6215 | 50
03-02-00882 | = | 3305 | 50
03-02-00883 | = | 3306 | 50
03-02-00884 | = | 3307 | 50
03-02-00885 | = | 3308 | 50
03-02-00886 | = | 3309 | 50
03-02-00887 | = | 3310 | 50
03-02-00888 | = | 3311 | 50
03-02-00889 | = | 3312 | 50
03-02-00890 | = | 3313 | 50
03-02-00891 | = | 3314 | 50
03-02-00892 | = | 3315 | 50
03-02-00893 | = | 3316 | 50
03-02-00894 | = | 3317 | 50
03-02-00895 | = | 3318 | 50
03-02-00896 | = | 3319 | 50
03-02-00897 | = | 3320 | 50
03-02-00898 | = | 7305 | 50
03-02-00899 | = | 7306 | 50
03-02-00900 | = | 7307 | 50
03-02-00901 | = | 7308 | 50
03-02-00902 | = | 7309 | 50
03-02-00903 | = | 7310 | 50
03-02-00904 | = | 7311 | 50
03-02-00905 | = | 7312 | 50
03-02-00906 | = | 7313 | 50
03-02-00907 | = | 7314 | 50
03-02-00908 | Diala | 6308 | 1900
03-02-00909 | = | 6315 | 790
03-02-00910 | = | 6309 | 1950
03-02-00911 | = | 6305 | 250
03-02-00912 | = | 6207 | 200
03-02-00913 | = | 6209 | 600
03-02-00914 | = | 6307 | 200
03-02-00915 | = | 6310 | 5000
03-02-00916 | = | 6312 | 2500
03-02-00917 | = | 6313 | 600
03-02-00918 | = | 6409 | 700
03-02-00919 | = | 6306 | 600
03-02-00920 | = | R MS 14 | 2000
03-02-00921 | Diala | 6216 | 500
03-02-00922 | = | 6204 | 500
03-02-00923 | = | 6316 | 300
03-02-00924 | = | 6206 | 300
03-02-00925 | = | 6208 | 300
03-02-00926 | = | 633 L Z | 300
03-02-00927 | = | 6410 | 400
03-02-00928 | = | 6304 | 100
03-02-00929 | = | R M S 10 | 300
03-02-00930 | = | R M S 12 | 300
03-02-00931 | Salaheldeen | 6305 | 570
03-02-00932 | = | 6307 | 420
03-02-00933 | = | 6308 | 524
03-02-00934 | = | 6311 | 330
03-02-00935 | = | 6313 | 300
03-02-00936 | = | 6315 | 636
03-02-00937 | = | 6317 | 250
03-02-00938 | = | 6318 | 310
03-02-00939 | = | 6319 | 175
03-02-00940 | = | 6406 | 100
03-02-00941 | = | 6411 | 120
03-02-00942 | = | 6312 | 269
03-02-00943 | = | N U 317 | 150
03-02-00944 | = | N U 319 | 150
03-02-00945 | = | NU 322 | 150
03-02-00946 | = | N U 318 | 150
03-02-00947 | = | 6205 | 200
03-02-00948 | = | 6208 | 200
03-02-00949 | = | 6210 | 200
03-02-00950 | = | 6212 | 200
03-02-00951 | = | N U 315 | 220
03-02-00952 | = | R M S 10 | 220
03-02-00953 | = | R M S 16 / 15 | 20
03-02-00954 | = | 2 R S 6309 | 16
03-02-00955 | = | 2 R S 6307 | 16
03-02-00956 | = | 2 R S 6306 | 12
03-02-00957 | = | 2 R S 6308 | 16
03-02-00958 | = | M J I 3 / 4 | 20
03-02-00959 | = | N U 319 | 88
03-02-00960 | = | N U 219 | 20
03-02-00961 | = | 7316 | 60
03-02-00962 | = | N 212 | 16
03-02-00963 | = | N 313 | 16
03-02-00964 | = | 6310 | 168
03-02-00965 | = | 6309 | 20
03-02-00966 | = | 6314 | 56
03-02-00967 | = | 6308 | 8
03-02-00968 | Salaheldeen | 7309 | 40
03-02-00969 | = | 7310 | 30
03-02-00970 | = | 7311 | 120
03-02-00971 | = | 7312 | 80
03-02-00972 | = | 7314 | 100
03-02-00973 | = | N 324 | 40
03-02-00974 | = | 6306 | 60
03-02-00975 | = | N U 312 | 40
03-02-00976 | = | 6313 | 20
03-02-00977 | = | N U 215 | 20
03-02-00978 | = | N U 216 | 20
03-02-00979 | = | 1 3 / 4 | 50
03-02-00980 | = | 6317 | 91
03-02-00981 | = | 6206 | 10
03-02-00982 | = | R M S 14 | 50
03-02-00983 | = | M Z T 13 / 19 | 28
03-02-00984 | = | 6319 NU | 25
03-02-00985 | = | 6318 NU | 10
03-02-00986 | Thiqar | 6004 | 50
03-02-00987 | = | 6206 | 50
03-02-00988 | = | 6305 | 103
03-02-00989 | = | 6306 | 122
03-02-00990 | = | 6307 | 174
03-02-00991 | = | 6308 | 92
03-02-00992 | = | 6309 | 152
03-02-00993 | = | 6310 | 74
03-02-00994 | = | 6311 | 95
03-02-00995 | = | 6312 | 79
03-02-00996 | = | 6313 | 84
03-02-00997 | = | 6314 | 64
03-02-00998 | = | 6315 | 80
03-02-00999 | = | 6316 | 120
03-02-01000 | = | 6317 | 90
03-02-01001 | = | 6207 | 70
03-02-01002 | = | 6208 | 70
03-02-01003 | = | 6209 | 70
03-02-01004 | = | 6210 | 120
03-02-01005 | = | 6215 | 120
03-02-01006 | = | 6217 | 110
03-02-01007 | = | 6406 | 100
03-02-01008 | = | 6405 | 100
03-02-01009 | = | 3318 | 300
03-02-01010 | = | 2211 | 100
03-02-01011 | = | 22320 | 100
03-02-01012 | = | N U 320 / C3 | 100
03-02-01013 | = | N U 318 | 100
03-02-01014 | = | 3216 | 100
03-02-01015 | Thiqar | 3313 | 100
03-02-01016 | = | 220 | 100
03-02-01017 | = | N U 218 | 100
03-02-01018 | = | 217 | 50
03-02-01019 | = | 7317 | 125
03-02-01020 | = | 216 | 100
03-02-01021 | = | 23026 | 100
03-02-01022 | = | 32318 | 100
03-02-01023 | = | 2317 | 200
03-02-01024 | = | 7411 | 200
03-02-01025 | = | 6416 | 200
03-02-01026 | = | 7320 | 70
03-02-01027 | = | 2209 | 140
03-02-01028 | = | 7409 | 25
03-02-01029 | = | N 319 | 25
03-02-01030 | = | 6319 | 20
03-02-01031 | = | N 207 | 20
03-02-01032 | = | N 205 | 25
03-02-01033 | = | 6318 | 25
03-02-01034 | = | 6324 | 25
03-02-01035 | = | 2307 | 25
03-02-01036 | = | 6328 | 25
03-02-01037 | = | 3211 | 20
03-02-01038 | = | 6211 | 26
03-02-01039 | = | 6212 | 20
03-02-01040 | = | 5305 | 26
03-02-01041 | = | 6034 | 24
03-02-01042 | = | 1305 | 26
03-02-01043 | = | 3406 | 12
03-02-01044 | = | 6320 | 12
| total |  | 56250
SECTION 11
Mobile work shop truck
Code | Description | Qty
03-02-01045 | Mobile work shop truck | 100
SECTION 12
Amphibious dredger
Code | Description | Qty
03-02-01046 | Amphibious hydraulic excavator | 8
03-02-01047 | Dredger capacity 1000 m3hr | 2
03-02-01048 | Dredger capacity 500 m3hr | 2
| Total | 12
Section - 13 -
Wheel Loader (Shovels)
Code | Description | Qty
03-02-01049 | Wheel Loader (shovel) | 500
SECTION 14
Fork lift
Code | Description | Qty
03-02-01050 | 4 WD , diesle enging , hydrostactic transmission , with spare part.
| A- 5 ton capacity | 150
| B - ( 3 ) ton capacity | 150
| total | 300
SECTION 15
Lorry and trailer
Code | Description | Qty
03-02-01051 | 1- Truck 2 ton | 500
03-02-01052 | 2- Lorry 5 ton | 150
03-02-01053 | 3- Lorry 10 ton | 150
03-02-01054 | 4- Lorry 15 ton | 150
03-02-01055 | 5- Trailer with lorry 35 ton | 100
03-02-01056 | 6- Tipping truck with 12 m3 tipper body | 400
03-02-01057 | 7- Low loader 35 ton | 250
| TOTAL | 1700
SECTION 16
Cars for transport employeres
Code | Description | Qty
03-02-01058 | Gasoline (Benzen), manual gear , capacity 21 passangers , with spare parts. | 90
03-02-01059 | Benzine engine , manual gear , capacity 14 passangers , with spare parts. | 90
03-02-01060 | Desil engine , manual gear , capacity 40 passangers , with spare parts. | 220
| Total | 400
SECTION 17
pick up - Cars
Code | Description | Qty
03-02-01061 | 1/ 2 ton cpacity banzin enging , power steering , 2WD aircondition , 4 doors , with spare parts. | 3000
03-02-01062 | 1 ton cpacity diesel enging , power steering , 2WD aircondition , 2 doors , with spare parts. | 200
03-02-01063 | 1 ton cpacity banzin enging , power steering , 4WD aircondition , 4 doors , with spare parts. | 3000
| TOTAL | 6200
Section -18-
Compressors with jack -Hammer
Code | Description | Qty.
03-02-01064 | Air Compressor With spare parts 360 ft/min | 100
03-02-01065 | Ditto but 250 ft/min . | 100
03-02-01066 | Ditto but 175 ft/min . | 100
03-02-01067 | Ditto but pressure (12 - 14) bar | 160
| TOTAL | 460
Section -19-
Sewerage Diesel Pumps
Code | Gov. Name | Project Name | Q (m3/hr) | H (m) | Qty
03-02-01068 | Basrah | Al-Rebate Sewage B.S. | 500 | 20 | 20
03-02-01069 | = | Al-Ashar Sewage B.S. | 50 | 20 | 20
03-02-01070 | = | Sewerage diesel pump with accessories and spare parts | 125 | 20 | 31
03-02-01071 | = | Al-Fao Sewage T. P | 250 | 15 | 20
03-02-01072 | = | Al-Basrah Sewage T. P. | 500 | 15 | 20
03-02-01073 | = | Al-Meaqale W.T.P | 50 | 20 | 24
03-02-01074 | Mesan | Mesan Sewage T.P | 500 | 20 | 24
03-02-01075 | Thiqar | Al-Naserea Sewage T.P | 500 | 20 | 40
03-02-01076 | = | Al-Nasereya Sewage Boosting Station (Sewerage diesel pump with accessories and spare parts) | 250 | 20 | 50 Units
03-02-01077 | = | Al-Nasereya Sewage Boosting Station | 500 | 20 | 20
03-02-01078 | Salaheldeen | Tikreat Sewage T.P | 250 | 12 | 28
03-02-01079 | = | Tikreat Sewage T.P | 500 | 12 | 8
03-02-01080 | Najaf | Al-Najaf Sewage Station | 500 | 15 | 20
03-02-01081 | Al-Tameem | Al-Zab W.T.P | 250 | 15 | 10
03-02-01082 | = | Al-Reayadh W.T.P | 250 | 15 | 10
03-02-01083 | = | Al-Reayadh W.T.P | 250 | 30 | 8
03-02-01084 | = | Al-Haweaga W.T.P | 250 | 15 | 8
03-02-01085 | = | Al-Abbas W.T.P | 250 | 15 | 100
03-02-01086 | = | Different W.T.P | 250 | 15 | 20
03-02-01087 | Baghdad | Water Treatment Projects | 50 | 10 | 60
03-02-01088 | Al-Gov. | Water & Sewage Projects | 500 | 10 | 40
03-02-01089 | = | Water & Sewage Projects | 125 | 30 | 100
03-02-01090 | = | Water & Sewage Projects | 250 | 15 | 100
| TOTAL |  |  |  | 740
SECTION -20-
Vertical Pumps
Code | Gov. Name | Project Name | Q (m3/hr) | H (m) | R.P.M. | Shaft length (m) | Qty | Suc.dia. mm | Del. dia. mm
03-02-01091 | Basrah | C Sewage lifting station | 1100 | 30 | 1450 | 2.1 | 2 | 300 | 250
03-02-01092 |  | Basrah Sewage T.P | 180 | 7.2 | 720 | 4.9 | 2 | 150 | 150
03-02-01093 |  | Basrah unified w.t.p.* | 1025 | 20 | 1480 | 6.2 | 5
03-02-01094 |  | Sewage station No. 14 | 900 | 20 | 1450 | 2.3 | 2 | 300 | 250
03-02-01095 |  | Sewage station No. 3 | 250 | 7 | 1450 | 1.75 | 2 | 200 | 150
03-02-01096 |  | Sewage station No.6& No.9 | 450 | 7 | 1450 | 2.25 | 2 | 250 | 200
03-02-01097 |  | Sewage station No.6& No.9 | 900 | 9 | 1450 | 2.25 | 1 | 300 | 250
03-02-01098 |  | Sewage station No.16 &17 | 3000 | 12 | 980 | 2.45 | 6 | 500 | 500
03-02-01099 |  | The 25 AQUA CU.* | 1025 | 15 | 1480 | 6.2 | 7 |  | 350
03-02-01100 | Thiqar | Area Sew. Station | 500 | 10 | 970 | 5.1 | 4 | 250 | 200
03-02-01101 | = | Nasseriah main sewage lifting stat. | 1700 | 10 | 735 | 6.15 | 3 | 400 | 350
03-02-01102 | = | Nasseriah main sewage lifting stat. | 4000 | 10 | 585 | 4.6 | 1 | 600 | 550
03-02-01103 | = | Nasseriah Sewa. T.P | 250 | 20 | 970 | 7.2 | 2 | 250 | 200
03-02-01104 | = | Nasseriah Sewa. T.P | 1000 | 10 | 975 | direct link (Noshaft | 3 | 300 | 250
03-02-01105 | = | Nasseriah Sewa. T.P | 500 | 10 | 970 | direct link (Noshaft | 1 | 250 | 200
03-02-01106 | = |  | 1080 | 20 | 900 |  | 24
03-02-01107 | = |  | 360 | 20 | 900 |  | 19
03-02-01108 | Thiqar |  | 720 | 20 | 900 |  | 22
03-02-01109 | = |  | 540 | 20 | 900 |  | 18
03-02-01110 | = | Sewage station | 180 | 20 | 900 |  | 20
03-02-01111 | = | Sewage station | 1800 | 20 | 900 |  | 2
03-02-01112 | Najaf | AL-Najaf sew. Project | 1746 | 11.5 | 980 |  | 2
03-02-01113 |  | AL-Najaf sew. Project | 90 | 12 | 960 |  | 3
03-02-01114 |  | AL-Najaf sew. Project | 162 | 12.5 | 1450 | motor direct coupled to the pump | 2
03-02-01115 |  | New Water T.P | 1630 | 12 | 950 |  | 6
03-02-01116 | AL-Muthana | ALQitar Boosting Station | 100 | 34 | 2900 |  | 3
03-02-01117 | Nenewa | AL-Mosul (left bank)* w.t.p. | 2200 | 40 | 900 | 13.39 | 4 | 500 | 500
03-02-01118 | = | AL-Mosul (left bank)* w.t.p. | 2200 | 40 | 998 |  | 4 | 500 | 500
03-02-01119 | = | Dindan W.T.P | 450 | 15 |  |  | 4
03-02-01120 | = | Left bank W.T.P | 1600 | 10 | 1450 |  | 4
03-02-01121 |  |  | 435 | 20 | 1500 |  | 3
03-02-01122 | Babil | Hilla sew. T.P | 180 | 20 | 1500 | motor direct coupled to the pump | 2
03-02-01123 | = | Sewage station | 4140 | 16 | 1500 |  | 3
03-02-01124 | Qaddisyia | Diwanya Sewage | 432 | 18 | 1475 |  | 3 | 10 | 225
03-02-01125 | = | Qaddisyia Sewage | 325 | 14 | 970 |  | 1 | 225 | 150
03-02-01126 | Salahdeen | Brawjly Borehole | 50 | 132 | 2900 |  | 7
03-02-01127 |  | Brawjly W.T.P | 50 | 40 | 2900 |  | 2
03-02-01128 |  | Brawjly Borehole | 50 | 132 | 2900 |  | 4
| total | [5 empty] | 205
(*) : mixflow pump
SECTION - 21 -
DIESEL GENERATOR FOR WATER AND SEWAGE PROJECTS COMPACT UNITS, ALL GOVERNOR
Code | Rating KVA | KV | Qty.
03-02-01129 | 30 | 0.4 | 307
03-02-01130 | 75 | 0.4 | 545
03-02-01131 | 100 | 0.4 | 112
03-02-01132 | 150 | 0.4 | 60
03-02-01133 | 250 | 0.4 | 83
03-02-01134 | 400 | 0.4 | 54
03-02-01135 | 500 | 0.4 | 108
03-02-01136 | 650 | 0.4 | 31
03-02-01137 | 850 | 0.4 | 27
03-02-01138 | 1000 | 0.4 | 68 * *
03-02-01139 | A-1250 | 0.4 | 46 * * *
| B-1500 | 0.4 | 1
03-02-01140 | 1650 | 11 * | 5
03-02-01141 | 2000 | 11 * | 9
03-02-01142 | 3500 | 11 * | 10
| TOTAL |  | 1465
* The speed of generator sets 750 r.p.m .
* * With Synchronizing 8 No.
* * * With Synchronizing 10 No. + One off them must be 11 kv
Section - 22 -
Steel Reinforcement
Code | Bar Size in millimeter | Qty. (ton)
03-02-01143 | 6 | 700
03-02-01144 | 8 | 3000
03-02-01145 | 10 | 20000
03-02-01146 | 12 | 25000
03-02-01147 | 16 | 15000
03-02-01148 | 18 | 15000
03-02-01149 | 20 | 1500
03-02-01150 | 22 | 1500
03-02-01151 | 25 | 10000
03-02-01152 | Tie wire | 1500
| TOTAL | 93200
SECTION 23
Cotton And Rubber Rein Forced Hoses Of Different Size
Code | Description | Qty.(Roll)
03-02-01153 | 1-hose pipe cotton and rubber manufacture reinforced by spiral wire. 75 mm diameter 10 m length complete with coupling and clamp on one side for discharge of preclarified water.( 10 bar ) | 500
03-02-01154 | 2-Ditto but with size 100mm. | 500
03-02-01155 | 3-Ditto but with size 160mm. | 500
03-02-01156 | 4-Ditto but with size 200mm. | 500
03-02-01157 | 5- hose pipe cotton and rubber manufacture complete with coupling and clamp on one side for discharge for waste water .size 100 mm length 10m (6 bar) | 400
03-02-01158 | 6-Ditto but size 160 mm. | 400
| total | 28000 ml
Section -24 -
Wireless System for water supply scheme
Code | Governorate name | Project name
03-02-01159 | Najaf | For Najaf /Kufa Water Supply Secheme
03-02-01160 | Basrah | For Basrah / W. S Secheme
03-02-01161 | Salah aldeen | New Tikrit
03-02-01162 | Salah aldeen | Old Tikrit
03-02-01163 | Salah aldeen | Al-Aoja
03-02-01164 | Salah aldeen | Al-Qadissia
03-02-01165 | Salah aldeen | Beji –Al-siniya
03-02-01166 | Salah aldeen | Balad
03-02-01167 | Salah aldeen | Al-Ishaqi
03-02-01168 | Neniwa | Right Side
03-02-01169 | Neniwa | Tel Aafer
03-02-01170 | Neniwa | Al-Hamdaniya –Alsalamiya
03-02-01171 | Neniwa | Makhmor –Sultan abd-all
03-02-01172 | Tameem | Kirkuk water treatment plant
03-02-01173 | Diala | Baquba
03-02-01174 | Diala | Al-Khalis
03-02-01175 | Diala | Al-New Moqdadia
03-02-01176 | Diala | Khanakeen –monthria
03-02-01177 | Diala | Jelwla
03-02-01178 | Diala | Al-Sadiya
03-02-01179 | Baghdad | Al-Rashdiya
03-02-01180 | Baghdad | Al-Mahmoodiya
03-02-01181 | Baghdad | Al-Madain –Al-Nahrawan
03-02-01182 | Al-Anbar | West desert
03-02-01183 | Al-Anbar | Althirthar
03-02-01184 | Babil | New Hilla
03-02-01185 | Kerbala | Project 7 nessan
03-02-01186 | Kerbala | Ain AL-Tamer
03-02-01187 | Al-Qadissiya | Al-Diwaniya
03-02-01188 | Wasit | Al kut
03-02-01189 | Wasit | Al Asisiya
03-02-01190 | Wasit | Al Suwera
03-02-01191 | Al-Muthana | Al-Rumatha
03-02-01192 | Thiqar | Al-Nassiriya
03-02-01193 | Thiqar | Al-Shatra
03-02-01194 | Thiqar | Suq Al-Shuqe
03-02-01195 | Messan | AL-Amara
SECTION 25
Crossing rivers pipes
Code | Description |  | Qty/m
Ductile iron pipes Thrust resistance Joint (locked -Joint) complete with rubber rings as below :-
03-02-01196 | a- 1000 mm dia |  | 3000
03-02-01197 | b- 900 mm dia |  | 3000
03-02-01198 | c- 800 mm dia |  | 3000
03-02-01199 | d- 700 mm dia |  | 3000
03-02-01200 | e- 600 mm dia |  | 5000
03-02-01201 | f- 500 mm dia |  | 5000
03-02-01202 | g- 450 mm dia |  | 5000
03-02-01203 | h- 400 mm dia |  | 5000
03-02-01204 | i- 350 mm dia |  | 5000
03-02-01205 | j- 300 mm dia |  | 5000
03-02-01206 | k- 250 mm dia |  | 5000
03-02-01207 | l- 200 mm dia |  | 5000
03-02-01208 | m- 150 mm dia |  | 5000
03-02-01209 | n- 100 mm dia |  | 5000
| Total |  | 62000
Section - 26 -
compact Unit
Code | Governorate Name | Description | Qty
03-02-01210 | All Gov. | Complete Compact Unit 200 cu.m/hr | 200
SECTION - 27 –
VALVE AND SEFTY VALVES FOR CHLORINE CYLINDER
Code | Description | QTY
03-02-01211 | Valves for cylinder 1 ton | 3000
03-02-01212 | Valves for cylinder 50 kg . | 3000
03-02-01213 | Safty valves | 5000
Total |  | 11000
SECTION 28
G. R. P. Pipes
Code | Description |  | Qty ml
Supplying glass reinforced plastic pipe 6 bar for gravity sewers ( G.R.P ) pipes shall comply with B.S. 5480
03-02-01214 | 1-(700)mm dia -with rubber rings |  | 5000
03-02-01215 | 2- Ditto ( 800 )mm dia. |  | 3000
03-02-01216 | 3- Ditto ( 900 )mm dia. |  | 3000
03-02-01217 | 4- Ditto ( 1000 )mm dia. |  | 3000
03-02-01218 | 5- Ditto ( 1200 )mm dia. |  | 3000
03-02-01219 | 6- Ditto ( 1400 )mm dia. |  | 2000
03-02-01220 | 7- Ditto ( 1600 )mm dia. |  | 2000
03-02-01221 | 8- Ditto ( 1800 )mm dia. |  | 2000
03-02-01222 | 9- Ditto (2000)mm dia |  | 2000
| Total |  | 25000
SECTION 29
EXCAVATER
Code | Description | Qty No.
03-02-01223 | A- Backhoe loaders | 120
03-02-01224 | B-Wheel excavater | 100
03-02-01225 | C-Grawler excavater | 120
| Total | 340
SECTION 30
Dumpers
Code | Description | QtyNo.
03-02-01226 | - 1 ton capacity diesel engine , with spare parts | 150
SECTION 31
Battries and battry charger
Code | Description | Qty No.
03-02-01227 | Battries acid must be dry :-
| 60 A 10-12 cell | 2000
| 90 A 15 cell | 2200
| 135 A 20 cell | 3200
| 180 A 25 cell | 2100
03-02-01228 | Battries charger (380)V 3.ph, must be portable type and the speed of the charger must be low and high with indication lamp for control | 30
| Total | 9530
SECTION 32
Tyers
All Tyres should be polyester ( naylon ) and steel
Code | Description |  | Qty No.
03-02-01229 | Tyers :-
| 1- 1200 x 20 PR 18 with tube and auxelaries |  | 2200
| 2- 1100 x 20 PR 18 with tube and auxelaries |  | 2000
| 3- 1000 x 20 PR 16 with tube and auxelaries |  | 500
| 4- 900 x 20 PR 16 with tube and auxelaries |  | 1000
| 5- 750 x 16 PR 12 with tube and auxelaries |  | 2000
| 6- 700 x 16 PR 12 with tube and auxelaries |  | 100
| 7- 650 x 16 PR 12 with tube and auxelaries |  | 200
| 8- 650 x 14 PR 8 with tube |  | 2000
| 9- 185 x 14 PR 8 with tube |  | 2000
| 10- 195 x 14 PR 8 with tube |  | 1000
| 11- 700 x 15 PR 10 with tube and auxelaries |  | 200
| 12- 600 x 8 PR 15 with tube and auxelaries |  | 100
| 13- 600 x 10 PR 15 with tube and auxelaries |  | 150
| 14- 1200 x 24 with tube and auxelaries |  | 2200
| 15- 17.5 x 25 with tube and auxelaries |  | 400
| 16- 900 x 20 Smooth pr 16 with tube and auxelaries |  | 250
| 17- 1300 x 24 (agricalture type ) with tube and auxelaries |  | 600
| 18- 20.5 x 25 (agricalture type ) with tube and auxelaries |  | 400
| 19- 185 x 15 (agricalture type ) with tube and auxelaries |  | 200
| 20- 175 x 13 (agricalture type ) with tube and auxelaries |  | 1000
| 21-1400 × 24 |  | 50
| 22- 16.9 × 28 |  | 50
| 23- 15.5 × 38 |  | 50
| Total |  | 18500
The face for tyers must be tough and slotted to itemes ( 1 , 2 , 3 , 4 , 12 , 13 , 14 , 19)
SECTION 33
VEHICLES
Code | Description | Qty /No.
03-02-01230 | Pick up (double cabinet ) ( 1.5-2) ton
| with spare parts | 12
03-02-01231 | Super ban cars | 12
| Total | 24
SECTION -34-
Carbage collection vehicles
Code | Description | Qty/No.
03-02-01232 | Carbage collection vehicles | 500
SECTION -35-
Carbage Containers Hook Loader trucks & carbage container
Code | Description | Qty / No.
03-02-01233 | Carbage Containers Hook Loader truks | 100
03-02-01234 | Carbage containers | 500
SECTION - 36 -
WATER TANKER
Code No. | Description | Qty/No.
03-02-01235 | 16000 Litters drinking water tanker | 1500
03-02-01236 | 10000 Litters Drinking water tanker | 1200
03-02-01237 | fire extingusher vehicle with (6000 – 8000) litter water tanker | 450
| Total | 3150
SECTION - 37 -
Tractor with truck
Code | Description | Qty/No.
03-02-01238 | Tractor with truck4 ton | 500
SECTION - 38 -
Grader
Code | Description | Qty/No.
03-02-01239 | Grader | 250
SECTION -39-
BULLDOZER TRACTOR
Code | Description | Qty/No.
03-02-01240 | BULLDOZER TRACTOR | 200
SECTION -40-
PAVER FINISHER
Code | Description | Qty/No.
03-02-01241 | PAVER FINISHER | 150
Section (41)
Spare part for ( Volvo , Cater pillar, Foun, Hino, Kawsaky
Toyota , sakai, honda, oldsmobile, chevrolet ,landgruser, Cars & Equipment
spare part of caterpillar equipment
Code | p.No. | Des. | Qty./No.
03-02-01242 | 1N4304 | Head cylinder | 20
| 3T 8706 | Glow plus | 60
| 4N 0360 | Glow plug | 60
| 4N 3181 | Motor | 10
| 4N 6116 | Pump | 10
| 4N 7692 | Crank shift | 10
| 4N6860 | cartridge | 20
| 5N8501 | Head cylinder | 20
| 6N9915 | Valve | 120
| 6N9916 | Valve | 120
| 7N0128 | Oil cooler | 20
| 7N0165 | Oil cooler | 20
| 7N0449 | Nozzele | 120
| 8N8220 | Bearing | 20
| 8N8222 | Bearing | 120
| 7N2177 | Pump | 10
| 7N7750 | Cartridge | 20
| 8N1188 | Head cylinder | 20
| 8N1831 | Nozzele | 120
| 8N3102 | Piston | 120
| 8N3182 | Piston | 120
| 8N5511 | Cartridge | 20
| 8N7005 | Nozzele | 120
| 8N8221 | Bearing | 120
| 8N8225 | Bearing | 120
| 8N8796 | Nozzele | 120
| 2P1262 | Guide | 120
| 7S9404 | Ring | 120
| 6V2209 | Kit casket | 60
| 1W1818 | Valve | 120
| 1W1819 | Valve | 120
| 1W6753 | Compresser | 10
| 810498 | Pump | 10
| 2P8889 | Liner | 120
| 9S3068 | Ring | 120
| 4W0788 | Pump | 120
| 1U3953 | Cartridge | 20
| 2P0484 | Champer | 120
| 3G7658 | Cartridge | 20
| 8N8223 | Bearing | 20
| 8N8226 | Bearing | 20
| 8N8224 | Bearing | 25
| 2W6091 | Ring | 120
| 6V2971 | Kit casket | 60
| 9S1059 | Kit casket | 60
| 6N7527 | Planger | 120
| 5D9553 | Cutting edge | 120
| 7N2834 | Kit repair | 60
| 3T278 | Motor | 20
| 1U330 | Tip | 120
| 8S3970 | Champer | 160
| 6V292 | Kit casket | 60
| 6V2972 | Kit casket | 60
| 4W2448 | Oil pump | 20
| 5S7232 | Valve | 120
| 5S6452 | Valve | 120
| 6N9294 | Alternator | 60
| 5P9218 | Kit casket | 60
| 5P9225 | Kit casket | 60
| 5P9226 | Kitcasket | 60
| 8N1984 | Rod | 120
| 8N7924 | Bearing | 120
| 8N7933 | Bearing | 120
| 2P0661 | Pump | 20
| 4N7977 | Shaft | 60
| 4N7978 | Shaft | 50
Spare Part Of Volvo Cars
Code | p.No. | Des. | Qty./No.
03-02-01243 | 275036 | Cylinder. Liner Kit | 300
| 275551 | Gasket Kit cylinder head | 180
| 275531 | Complemntary kit engin over haul | 100
| 275304 | Piston ring Kit | 300
| 467517 | Oil pump | 60
| 275570 | Oil pump Kit | 60
| 270100 | Big end bearing Kit | 420
| 270439 | Main bearing Kit | 490
| 270101 | Big end bearing Kit | 420
| 270440 | Main bearing Kit | 490
| 467915 | Water pump | 70
| 275615 | Water pump Kit | 100
| 423125 | Pulley | 50
| 467466 | Fule injection. pump | 70
| 243083 | Fuel Feed pump | 150
| 240808 | pump unit | 100
| 240423 | Delivery valve | 100
| 243742 | Delivery valve relainer | 150
| 76703 | Hand pump | 100
| 238896 | Nozzle | 600
| 467369 | Turbo charge | 50
| 240340 | Start motor | 50
| 240488 | Solenoid switch | 100
| 240493- | Starter solenide | 100
| 1578140 | Alternator | 100
| 244343 | Diode plate | 50
| 244426 | Carbon brush Kit | 200
| 244340 | Rotor | 70
| 267143 | Clutch | 50
| 267236 | Clutch Disk | 50
| 1526047 | Drive plate | 50
| 267156 | Release. bearing | 50
| 1581204 | Master cylinder | 25
| 273660 | Repair Kit | 100
| 1526523 | Clutch servo | 30
| 273447 | Repair Kit | 100
| 232367 | Centre bearing | 150
| 1587787 | Hydraulic pump | 100
| 1695596 | Plate | 100
| 1695592 | Shaft | 100
| 1695594 | Rotor Kit | 100
| 1695545 | Rotor Kit | 100
| 1502201 | Hub 24 “ | 100
| 1588406 | Screw | 500
| 362166 | Nut | 500
| 1584340 | Roller bearing | 50
| 184088 | Roller bearing | 50
| 1587792 | Seal ring | 50
| 1581604 | Screw | 500
| 1504951 | Relay | 1000
Spare Part Of Fouen Cars
Code | Des. | Qty./No.
03-02-01244 | Clutch Disk | 30
| Cover Assy – Clutch | 30
| Bearing Clutch | 50
| Water Pump | 20
| Starter | 20
| Alternator | 20
| Clutch cover runing | 20
| Regulator | 30
| Regulator | 30
| Oil pump | 15
| Nozzele | 30
| Nozzele holder | 30
| Injection pump | 10
| Head cylinder | 10
| Crank shift | 10
| Fuel pump | 30
| Feefd pump | 50
| Radiator | 20
| Radiator | 20
| Universal joint | 10
| Cross joint | 30
| Main bearing | 30
| Bearing set connection | 30
| Bearing for universal joint | 20
| Front glass | 20
| Relay | 50
| Relay | 50
| Belt | 60
| Impact absorb resistance | 30
| Back right light | 100
| Back left light | 100
| Hand sign | 30
| Head lamp assy r.h. | 100
| Head lamp l.h. | 100
| Second front light r. h. | 100
| Second front light l.h. | 100
| Compresser | 20
| Horen | 50
| Horen | 50
| Gauge | 50
| Gauge | 20
| Gauge | 20
| Gauge | 20
| Gauge | 30
| Gauge | 30
| Water pump l.f. | 10
| Side Wipper | 200
| Middle wipper | 200
| Valve | 200
| Vacume | 15
| Silender | 50
| Starter | 20
| Alternator | 20
| Side mirror | 100
| Fuel filter | 200
| Oil filter | 100
| Bearing | 50
| Plate | 20
| Pully | 20
| Circuler light | 50
| Pully | 100
| Pump | 5
| Switch | 50
| Switch | 50
| Main switch | 100
| Hydraulic plug | 50
| Hydraulic plug | 50
| Hydraulic plug | 50
| Hydraulic plug | 50
| Hydraulic plug | 50
| Set Belt | 50
| Cover for fuel tank | 50
| Radiator | 20
| Motor | 10
| Hydraulic motor | 50
| Valve | 10
| Light | 50
| Hydraulic hose | 50
| Wire seclator | 50
| Bush | 50
A. Spare Part Of Hino Cars KB 422
Code | Des. | Qty./No.
03-02-01245 | Clyinder head | 270
| Crank | 88
| Oil pump | 50
| Gasket | 100
| Compresser | 20
| Alternator | 120
| Startor | 95
| Ring Set | 100
| Bearing | 180
| Signal hand | 30
| Ring | 60
| Bearing | 180
| Vacum pump | 170
| Boostar | 50
| Injection. Pump | 100
| Element | 1000
| Front glass | 30
| Bush | 310
| Disc clutch | 170
| Cover assy –clutch | 210
| Cylinder clutch master | 205
| Piston for cylinder clutch | 50
| Bearing clutch | 210
| Piston for engine | 310
| Engine gasket over haul | 200
| Nozzel | 1000
| Feed pump | 100
| Pump base plat | 180
| Seal for vaccum pump | 180
| Engine assy sub | 70
| Engine assy short | 35
| Water pump | 60
| Impeller for water pump | 50
| Cross joint | 30
| Plate for universal joint | 45
| Air valve | 80
| Set of bush for com shaft | 60
| Bush for connection rod | 60
| Set of o-ring for cylinder bush | 80
| Front glass | 80
-
B. Spare Part Of Hino Cars ZM model 1981
ode | Des. | Qty./No.
03-02-01246 | Clyinder head | 270
| Crank | 88
| Oil pump | 50
| Gasket | 100
| Compresser | 20
| Alternator | 120
| Startor | 95
| Ring Set | 100
| Bearing | 180
| Signal hand | 30
| Ring | 60
| Bearing | 180
| Vacum pump | 170
| Boostar | 50
| Injection. Pump | 100
| Element | 1000
| Front glass | 30
| Bush | 310
| Disc clutch | 170
| Cover assy –clutch | 210
| Cylinder clutch master | 205
| Piston for cylinder clutch | 50
| Bearing clutch | 210
| Piston for engine | 310
| Engine gasket over haul | 200
| Nozzel | 1000
| Feed pump | 100
| Pump base plat | 180
| Seal for vaccum pump | 180
| Engine assy sub | 70
| Engine assy short | 35
| Water pump | 60
| Impeller for water pump | 50
| Cross joint | 30
| Plate for universal joint | 45
| Air valve | 80
| Set of bush for com shaft | 60
| Bush for connection rod | 60
| Set of o-ring for cylinder bush | 80
| Front glass | 80
C. Spare Part Of Hino Cars KY model 1981
Code | Des. | Qty./No.
03-02-01247 | Clyinder head | 270
| Crank | 88
| Oil pump | 50
| Gasket | 100
| Compresser | 20
| Alternator | 120
| Startor | 95
| Ring Set | 100
| Bearing | 180
| Signal hand | 30
| Ring | 60
| Bearing | 180
| Vacum pump | 170
| Boostar | 50
| Injection. Pump | 100
| Element | 1000
| Front glass | 30
| Bush | 310
| Disc clutch | 170
| Cover assy –clutch | 210
| Cylinder clutch master | 205
| Piston for cylinder clutch | 50
| Bearing clutch | 210
| Piston for engine | 310
| Engine gasket over haul | 200
| Nozzel | 1000
| Feed pump | 100
| Pump base plat | 180
| Seal for vaccum pump | 180
| Engine assy sub | 70
| Engine assy short | 35
| Water pump | 60
| Impeller for water pump | 50
| Cross joint | 30
| Plate for universal joint | 45
| Air valve | 80
| Set of bush for com shaft | 60
| Bush for connection rod | 60
| Set of o-ring for cylinder bush | 80
| Front glass | 80
Spare Part Of Kawsaky 70 , 80
Code | p.No. | Des. | Qty./No.
03-02-01248 | YZ 1136102190 | Water pump | 10
| YZ 1811000451 | stator | 10
| YZ 1812001780 | Alter nator | 10
| YZ 9822500720 | Cutt out | 30
| YZ 9812009513 | Feed pump | 60
| YZ 41201210 | Kit | 50
| L010 | Kit | 40
| YZ 1878181649 | Oil cooler | 20
| YZ 1217000841 | Fan | 10
| YZ 210609201 | Kit | 40
| 822522 | Pump | 5
| YK1161071100 | Pump | 5
| YK 1189022105 | Valve | 100
| YZ 1125510030 | Valve | 100
| YZ 1125520030 | Air compressor | 55
| YZ 1191000621 | Lever | 10
| 05C0151L000 | Control | 10
| 05D0191L001 | Cylinder | 10
| 53C0441L100 | Cylinder | 10
| 53C0451L100 | Valve | 10
| YTU38 | Transmisson | 2
| RIF277T | Torque | 5
| YKY88271X | Radiator | 5
YKY7071X
YRS
4078100000A
Spare parts for toyota cars
Code | Des. | p.No . | Qty./No.
03-02-01249 | FOR SALOON CAR
(Super MS 122 Engin 5M )
| Engin assembly |  | 140
| Block assy,short | 11400-43030 | 150
| Gasket kit,overhaul | 84111-43021 | 156
| Gasket kit,valve grind | 04112-43021 | 50
| Cylinder Head | 11101-49305 | 156
| Bearing set Main STD | 11702-45011 | 20
| Bearing set Main 0.25 |  | 30
| Bearing set Main 0.50 |  | 30
| Bearing set Main 0.75 |  | 30
| Bearing set Main 1.00 |  | 30
| Bearing set Con STD |  | 30
| Bearing set Con 0.25 |  | 30
| Bearing set Con 0.50 |  | 30
| Bearing set Con 0.75 |  | 30
| Bearing set Con 1.00 |  | 30
| Piston set STD |  | 10
| Piston set 0.50 |  | 20
| Piston set 0.75 |  | 20
| Piston set 1.00 |  | 20
| Ring set piston STD |  | 30
| Ring set piston 0.50 |  | 30
| Ring set piston 0.75 |  | 30
| Ring set piston 1.00 |  | 30
| Crank shaft |  | 10
| Cam shaft |  | 131
| Gear- crank shaft |  | 25
| Gear- cam shaft |  | 25
| Valve ,intake (set) |  | 30
| Valve , Exbaust (set) |  | 30
| Gear ,tention |  | 30
| Chain |  | 30
| Gear, pump drive shaft |  | 20
| Ten sioner ,chain |  | 20
| Damper |  | 30
| Damper |  | 30
| Pump assy,oil |  | 25
| Water pump |  | 131
| Coupling assy, fluid |  | 131
| Alternator |  | 155
| Regulator |  | 20
| Starter |  | 151
| Clutch, starter |  | 139
| Caburator assy, |  | 145
| Cover assy,cluch |  | 146
| Disc clutch |  | 146
| Bearing clutch |  | 146
| Cylind, master (clutch) |  | 132
| Cylinder kit |  | 132
| Cylinder clutch release |  | 116
| Cylinder kit |  | 116
| Transmission 5F,manual |  | 140
| Bearing (Front Hub inner) |  | 30
| Bearing (Front Hub outer) |  | 30
| Hub, Frt wheel |  | 10
| Pump assy,vane |  | 155
| Gasket kit pwr/s |  | 155
| Rod, Tie, Rh |  | 50
| Rod, Tie, Lh |  | 50
| Rod, Tie, Rh , Lh |  | 139
| Arm ,steering idler |  | 139
| Cylinder master , Brake |  | 159
| Cylinder kit master, |  | 159
| Carrier, differential |  | 150
| Fuel pump |  | 164
| Bearing (Rear axle shaft) |  | 30
| radiator |  | 180
Pick up(Engin 3y)
YN 68L- PRMD 5V
Trans/axle G52,G282
| Engin partial |  | 104
| Short block |  | 104
| Gasket kit over haul |  | 204
| Gasket kit ,valve drive |  | 30
| Cylinder head |  | 101
| Gasket cylinder head |  | 50
| Gasket head cover |  | 50
| Gauge oil level |  | 10
| Bearing main STD |  | 20
| Bearing main 0.25 |  | 20
| Bearing main 0.50 |  | 20
| Bearing main 0.75 |  | 20
| Bearing main 1.00 |  | 20
| Bearing Con Rod STD |  | 20
| Bearing Con Rod 0.25 |  | 20
| Bearing Con Rod 0.50 |  | 20
| Bearing Con Rod 0.75 |  | 20
| Bearing Con Rod 1.00 |  | 20
| Piston w/pin STD |  | 20
| Piston w/pin 0.50 |  | 20
| Piston w/pin 0.75 |  | 20
| Piston w/pin 1.00 |  | 20
| Ring set ,piston STD |  | 40
| Ring set ,piston 0.50 |  | 40
| Ring set ,piston 0.75 |  | 40
| Ring set ,piston 1.00 |  | 40
| Rod connecting |  | 20
| Crank shaft |  | 10
| Pulley,crank |  | 5
| Cear, crank timing |  | 25
| Gear ,cam shift |  | 25
| Bearing set ,cam shaft |  | 50
| cam shaft |  | 10
| Valve, intake set |  | 25
| Valve , Exhaust,set |  | 25
| Lifter ,valve ,set |  | 25
| Chain, |  | 30
| tensioner |  | 30
| Damper, chain |  | 30
| Oil pump |  | 30
| Pump water |  | 114
| Cap radiator |  | 50
| Spark plug, set NGK |  | 150
| Coil , ignition ND |  | 50
| Cord set |  | 50
| Alternator, w/outside Requlator |  | 134
| Requlator |  | 30
| starter |  | 134
| Clutch , starter |  | 25
| carburator |  | 103
| Pump , fuel |  | 149
| Fuel filter |  | 200
| Cover clutch |  | 138
| Disc,clutch |  | 138
| Bearing clutch release |  | 138
| Master cylinder clutch |  | 99
| Cylin, kit, master cylinder |  | 100
| Cyl. release |  | 99
| Cylinder kit |  | 100
| Tranmission , 5f |  | 79
| Spider kit |  | 50
| Bearing ( axle shaft) |  | 50
| Bearing , Frt, inner |  | 50
| Bearing Frt outer |  | 50
| End (Tie rod) RH |  | 104
| End (Tie rod) LH |  | 104
| Rod ,Tie, LH,RH |  | 104
| Rod ,steering relay |  | 30
| Master cylinder ,brake |  | 167
| Cyl. Kit( master cyl.) |  | 100
| Booster, brake |  | 131
| Ball joint upper |  | 100
| Ball joint Lwr RH |  | 50
| Ball joint Lwr LH |  | 50
| Absorber shock , Frt |  | 100
| Absorber shock Rear |  | 100
| Bush lwr arm |  | 100
| Bush upper arm |  | 100
| Carrier assy – differntial |  | 87
| Radiator |  | 118
Pick up Engin 22R
RN 85L- PRM55 V,
Trans /axle G52 , G292
| Engin partial |  | 108
| Short block |  | 108
| Gasket kit over haul |  | 193
| Gasket kit ,valve drive |  | 30
| Cylinder head |  | 105
| Gasket cylinder head |  | 50
| Gasket head cover |  | 50
| Gauge oil level |  | 10
| Bearing main STD |  | 20
| Bearing main 0.25 |  | 20
| Bearing main 0.50 |  | 20
| Bearing main 0.75 |  | 20
| Bearing main 1.00 |  | 20
| Bearing Con Rod STD |  | 20
| Bearing Con Rod 0.25 |  | 20
| Bearing Con Rod 0.50 |  | 20
| Bearing Con Rod 0.75 |  | 20
| Bearing Con Rod 1.00 |  | 20
| Piston w/pin STD |  | 20
| Piston w/pin 0.50 |  | 20
| Piston w/pin 0.75 |  | 20
| Piston w/pin 1.00 |  | 20
| Ring set ,piston STD |  | 40
| Ring set ,piston 0.50 |  | 40
| Ring set ,piston 0.75 |  | 40
| Ring set ,piston 1.00 |  | 40
| Rod connecting |  | 20
| Universal joint |  | 108
| Radiator |  | 111
| Crank shaft |  | 10
| Gear , crank shaft timing |  | 25
| Gear cam shaft |  | 25
| Cam shaft |  | 10
| Valve intake , set |  | 25
| Valve Exhaust set |  | 25
| Chain |  | 30
| Tensioner , chain |  | 30
| Dumper No.1 |  | 30
| Dumper No.2 |  | 30
| Oil pump |  | 30
| Cover, timing |  | 10
| Water pump |  | 101
| Distributor |  | 115
| Alternator 12V , |  | 128
45-50 A
| Requlator outside |  | 25
| Starter assy, |  | 128
| Carburator |  | 118
| Pump assy , fuel |  | 165
| Cover assy, clutch |  | 153
| Disc assy clutch |  | 153
| Bearing release, clutch |  | 153
| Carrier assy, differential |  | 87
| Transmission 5F |  | 79
| Absorber, shock , Frt |  | 50
| Absorber, shock , Rear |  | 50
| Ball joint upper |  | 30
| Ball joint Lwr RH |  | 50
| Ball joint Lwr LH |  | 50
| Booster brake |  | 151
Spare parts for Sakai
Code | Des. | p.No | Type | Qty./No
03-02-01250 | Push rod inle | 912575-0790 | DA120 | 60
| Fan asm | 913660-2820 | Da 120 | 5
| Connrop-brg.se | 912271-1460 | DA 640 | 60
| Bearing set –cen | 912271-6080 | 6 BDIT | 30
| Conn. Rob. Brg | 912271- 1210 | DA120 | 75
| Pin piston | 912211-6040 | 6 BDIT | 150
| Piston pin | 912211 –0660 | DA640 | 60
| Pin piston | 912211-0650 | DA120 | 75
| Bearing | 911693 – 0350 | 6 BDIT | 50
| Crank brg. Kit | 911510-1360 | DA120 | 25
| Liner | 911261 – 2880 | SV90T | 60
| V- belt | 113671 –1460 | DA640 | 100
| Pnnp assy | 515750 –0010 | 6 BDIT | 25
| Switch assy | 581151 – 0360 | 6 BDIT | 25
| Repair kit wate | 587810 – 0980 | 6 BDIT | 25
| Armature | 181121-0070 | DA640 | 35
| Mageneti switch | 181151 – 0470 | DA640 | 40
| Generator | 181200- 205-0 | DA640 | 80
| Starter asm | 181211- 0025 | DA120 | 10
| Rectifir assy | 181219- 0330 | DA640 | 25
| = = | 181219 –0210 | DA120 | 10
|  | 187810-0902 | DA120 | 10
| Repair kit | 187810- 1421 | DA620 +DA120 | 100
| = = | 187810- 1638 | DA620 +DA120 | 50
| = = | 187810-1636 | SV 90 T | 25
| Cooler assy –oil | 511280- 0080 | 6BD1T | 10
| Pnmp assy –oil | 213100 – 0901 | 6BD1T | 25
| Liner cyl. | 511261- 0130 | DA640 | 90
| Stortor assy | 181211- 0310 | DA640 | 70
| Ring set piston | 112121 – 0090 | DA640 | 120
| Rod ams – coun. | 112230 – 0250 | DA120 | 50
| Pump assy | 4700- 73000-0 | WM7708 | 5
| Loeker assy | 4700 – 76003-0 | WM7708 | 10
| Relay | 4900- 52000-0 | TS7409 | 5
| Relay assy | 4900- 86000-0 | WM7708 | 10
| Regulator | 4902-27000-0 | DA120 | 10
| Nead ams | 111110-0230 | 6BDIT | 5
| Nead ams cyl. | 111110-3451 | DA640 | 10
| = = = | 111110-0290 | DA640 | 10
| Gasket head | 111141-0831 | DA640 | 50
| = = | 111141-0902 | 6BDIT | 50
| Cover assy | 111170-9350 | 6BDIT | 5
| Packing | 111367 –067 | DA640-DA120 | 40
| Bearing kit | 111510- 0360 | 6BDIT | 50
| Piston s.t.d | 112111-1221 | DA640 | 60
| = = | 112111-1261 | DA120 | 60
| = = | 112111-2401 | 6BDIT | 200
| Pump | 4203-92000-1 | SV60T | 10
| Master syl. | 4400-1500-0 | TS7409 | 5
| Repair lit | 4400-1554-0 | TS7409 | 25
| Booster Assy | 4400-16000-1 | TS7409 | 5
| Repair kit | 4400-16061-0 | TS7409 | 10
| = = | 4400-23008-0 | TS7409 | 50
| Radiator assy | 4400-37000-0 | TS7409 | 5
| Master syl. | 4400-67000-0 | TS7409 | 10
| Sylinder assy | 4400-81010-0 | TS7409 | 10
| Bearing | 4400-96000-0 | 740+WM7708 | 20
| Plate assy | 4401-15000-0 | = = | 20
| Lever kit | 4401-15010-1 | = | 20
| Cleander assy | 4401-46000-0 | WM7708 | 3
|  | 4401 – 16000-0 | TS7409 += | 50
| Radiator | 4401-56000-0 | = | 13
| Rod ams conn | 112230-0250 | DA120 | 40
| = = = | 112230-0280 | DA640 | 100
| Crank shaft asm | 112310-2310 | DA120 | 5
| = = = | 112310-0940 | DA640 | 10
| = = = | 112310- 4070 | 6BDIT | 5
| Valve | 112551 – 0240 | = | 60
| Oil – pump | 113100 – 0480 | DA640 | 5
| Water pump | 113610 –1851 | 0 | 25
| = = assy | 113610 – 3490 | 6BIT | 10
| Gasket | 114145 –0830 | = | 20
| = | 114400 –0470 | DA640 | 25
| = | 1-114400-0721 | 6BDIT | 5
| Gase ass – turb | 114410-0030 | DA640 | 5
| Rotor ass – turb | 1144450 –0030 | = | 5
| Pump asm – inj. | 115600-0362 | DA120 | 5
| Pump assy –inj. | 115600-8470 | 6BDIT | 15
| Printing pump assy | 11561- 0010 | 6BDIT-DA120+ DA640 | 20
| Lement assy | 121723 – 0192 | DA640 | 10
| Starter | 181100-0432 | DA120+ DA640 | 30
| = | 181100- 1910 | 6BDIT | 25
| Brush | 181116 – 0430 | = | 100
| Diff. Assy | 4404 –88001-0 | SV90 T | 2
| Redator assy | 4404 –89000-1 | = | 5
| = = | 4404 –89001-1 | SV91 T | 20
| Valve | 4407 – 61001-5 | = | 30
| Cooler – assy | 4404 – 89009-0 | = | 20
| Radiator assy | 4407 – 82000-1 | = | 5
| Canvas | 4700 – 01000-0 | TS 7409 | 50
| = | 4700 – 03000-0 | WM7708 | 50
| Pump assy | 4700 –10000-2 | TS7409 | 50
| Packing | 4700-10028-0 | = | 10
| Canvas | 4700-65000-0 | SV90T | 50
| = | 28150- 1320 | TS740 | 20
| Switch assy | 28150-1050 | = | 25
| Motor assy | 28100-1090 | = | 25
| Generator assy | 27020 –1100 | WM7708 | 25
| Pump assy fuel | 22560-1350 | DM100 | 25
| Plug – glow | 982513-9282 | DM100 | 60
| Ring set | 13011-1350 | DM100 | 50
| Bearing set –st | 13201-1140 | DM100 | 25
| Piston s /s | 13216-1120 | DM100 | 65
| Crank –shaft ass | 13400-1650 | DM100 | 5
| Gear assyidler | 13505-1020 | DM100 | 5
| Rod sub –assy | 13708-1070 | DM100 | 60
| Pump – assy | 16100-1420 | DM100 | 5
| Fun sup-assy | 16306-1510 | DM100 | 5
| Plug heater | 19110 | DM100 | 120
| Pump assy –fuel | 22030-1070 | DM100 | 5
| Pump –priming | 22509-1090 | DM100 | 25
| Bearing set –st- | 11701-1170 | DM100 | 25
| Liner cyl. Sys. | 11467-1440 | DM100 | 120
| Generator | 982200-4851 | DA120 | 20
| Clow plug | 982511-9940 | DA640 | 120
| Feed pump ass | 9813500611 | DA640 | 30
| Injection | 981200-09442 | DA640 | 25
| Piston | 919161-0110 | DA120 | 10
| Air compressor | 919100-0963 | DA120 | 5
| Screw | 915345-0040 | DA120 | 30
| Seal ring | 914149-6530 | DA640 | 20
| Gasket | 915339-0560 | DA120 | 15
| Water outer | 913711-3300 | DA640 | 5
| Gasket | 914145-0530 | DA120 | 60
| Pump | 4403-87000-0 | SV25 | 10
| Mission assy | 0606-21001-0 | WM7708 | 1
| Mission assy | 0759-21007-0 | TS7409 | 1
| Shawaclever assy | 0759-21008-0 | = | 3
| Shaft assy | 0759-39002-0 | = | 3
| Plate | 1026-21185-1 | WM7708 | 6
| Shaft | 1726-21008-0 | = | 1
| Control level | 2409-00270-0 | = | 5
| Roller chain | 2440-14070-1 | TS7409 | 50
| Roller chain | 2440-16076-1 | WM7708 | 15
| V – belt | 2447-02041-0 | = | 25
| V – belt | 2447-12040-0 | SV90T | 25
| Roller bearing | 2513-32213-1 | TS7409 | 10
| Thermometer | 2801-00100-0 | WM7708+4 | 25
| Speed meter | 2806-00050-1 | TS7409 | 10
| Thermometer | 2801-30100-1 | WM7708 | 80
| Starting switch | 2820-0002-1 | SV91+SV90 | 80
| Starting switch | 2820-0001-1 | SV25 | 20
| جوزة سويج | 2820-0002-1 | WM7708 | 20
| Mirror | 2874-00200-1 | WM7708 | 50
| Pattery termina | 2891-00016-3 | WM7708+SV25+SV90T | 100
| Bearing | 3521-32001-0 | WM7708 + TS7409 | 15
| Pump | 4203-87000-0 |  | 5
| Eingine assy | 4020-00000-0 | DA640 | 5
| Water pump | 16100-1161 |  | 5
Spare parts mercedes cars
Code | Des. | Qty./N.
03-02-01251 | SALOON 300 sel model 1989 chassie wdb 1260241 a378562
| Engine assembluy | 26
| Transmission manuel | 24
| Carrier differential | 24
| Torque converter | 29
| Starter | 31
| Alternator | 31
| Cabratior assy | 31
| Couplen Universal joint | 30
| Fuel pump | 31
| Cylinder master brake | 31
| Radiator | 31
| Gasket kit over hual | 30
| Front glasses | 31
| Nozzel | 41
| Water pump | 29
| Engine assembluy | 26
| Transmission manuel | 24
| Carrier differential | 24
| Torque converter | 29
| Starter | 31
| Alternator | 31
| Cabratior assy | 31
| Couplen Universal joint | 30
| Fuel pump | 31
| Cylinder master brake | 31
| Radiator | 31
| Gasket kit over hual | 30
| Front glasses | 31
| Nozzel | 41
| Water pump | 29
Spare parts for Honda salon cars
(VIN- Km HVF 31 NPVU 390)
HYUNDAL GLS ( VIN- KMHVF 31 NPSU 139)
ENGIN 1500 CC 50 HC
Code | Des. | P.no | Qty./No.
03-02-01252 | Engin assy, - sub |  | 76
| Engin assy - short |  | 75
| Gasket kit over haul |  | 76
| Gasket kit valve grind |  | 50
| Sensor -crank shaft |  | 30
| Switch, oil pressure |  | 50
| Knock sensor |  | 20
| Timing case, front |  | 30
| Oil filter |  | 1000
| Oil seal , front timing case |  | 50
| Oil seal . rear engin |  | 50
| Cylinder head |  | 50
| Oil seal , cam shaft |  | 50
| Sensor , hall |  | 20
| Gasket- cyl. head |  | 100
| Bearing set, main 0.25 |  | 20
| Bearing set, main 0.50 |  | 20
| Bearing set, main 0.75 |  | 20
| Bearing set, con 0.25 |  | 20
| Bearing set, con 0.50 |  | 20
| Bearing set, con 0.75 |  | 20
| Crank shaft |  | 10
| Sprocket- crank shaft |  | 25
| Pully – dumper |  | 10
| Ring set- piston STD |  | 30
| Ring set- piston 0.25 |  | 30
| Ring set- piston 0.50 |  | 30
| Ring set- piston 0.75 |  | 30
| Piston and pin /set STD |  | 15
| Piston and pin /set 0.25 |  | 15
| Piston and pin /set 0.50 |  | 15
| Piston and pin /set 0.75 |  | 15
| Piston and pin /set 1.00 |  | 15
| Plat -drive |  | 50
| Valve set exhauste |  | 50
| Valve set intake |  | 50
| Seal –valve stem\ set |  | 50
| Cam shaft |  | 15
| Sprocket –cam shaft |  | 10
| Belt –valve timing |  | 500
| Pump coolant |  | 76
| Motor –radatiator coolant fan |  | 150
| Radiator |  | 75
| Filter air cleaner |  | 300
| Sensor – air flow |  | 75
| Pump – fuel |  | 151
| Filter – fuel |  | 500
| Injector – fuel /set |  | 50
| Sensor- throttle position |  | 75
| Switch ,throttle body idle |  | 30
| Spark plag (a) set |  | 2000
| Coil - ignitiqn |  | 151
| Cable set – spark plug |  | 250
| Starter motor MTA |  | 76
| Starter motor ATA |  | 25
| Switch starter |  | 50
| Clutch –over running |  | 50
| Armature, starter |  | 25
| Holder – brush |  | 50
| Generator -assy |  | 41
| Bearing –Gen –Front |  | 50
| Rotor –Gen |  | 20
| Starter –Gen |  | 30
| Bearing –Gen -rear |  | 50
| Rectifire –Gen |  | 50
| Regulator |  | 50
| Disc –clutch |  | 200
| Cover assy,clutch |  | 200
| Bearing-clutch release |  | 200
| Fork -release |  | 75
| Cylinder –clutch master |  | 76
| Cylinder kit |  | 500
| Cylinder clutch release |  | 76
| Trans axle –manual |  | 35
| Trans axle-automatic |  | 36
| Cable shift |  | 50
| Torque converter |  | 76
| Seal kit trans/auto |  | 50
| Disc –front clutch |  | 200
| Disc - rear clutch |  | 200
| Band |  | 50
| Bearing – front wheel /hub |  | 50
| Hub –front wheel |  | 50
| Disc –front wheel |  | 50
| Ball joint |  | 100
| Shock absorber ,front |  | 100
| Shock absorber ,rear |  | 100
| Pump steering |  | 41
| End ,tie rod |  | 100
| Caliper ,RH ,brak |  | 10
| Caliper ,LH ,brak |  | 10
| Seal kit , caliper |  | 200
| Cylinder ,master brake |  | 76
| Seal kit , master |  | 200
| Booster ,brake |  | 10
| Lamp assy rear , LH |  | 25
| Lamp assy rear , RH |  | 25
| Head lamp assy LH |  | 25
| Head lamp assy RH |  | 25
| Control module, ATA |  | 10
| Computer assy, ECM engin |  | 10
| Map sensor |  | 75
| Relay , ECM control |  | 50
| Drive shaft ,LH,RH |  | 127
| Front glass |  | 125
Spare parts for oldes mobil cars
Code | Des. | p.No. | Qty./No.
03-02-01253 | Engin assy –sub |  | 69
| Cylinder –block ,short |  | 62
| Piston set ,STD |  | 29
| Piston set ,0.50 |  | 29
| Ring set piston STD |  | 54
| Ring set piston 0.50 |  | 54
| Bearing main ,set STD |  | 25
| Bearing main ,set 0.25 |  | 25
| Bearing main ,set 0.50 |  | 25
| Bearing main ,set 0.75 |  | 25
| Bearing set , con STD |  | 25
| Bearing set , con 0.25 |  | 25
| Bearing set , con 0.50 |  | 25
| Bearing set , con 0.75 |  | 25
| Crank shaft |  | 10
| Sprocket , crank shaft |  | 15
| Sprocket , cam shaft |  | 15
| Damper ,chain |  | 25
| Chain , timing |  | 30
| Cam shaft |  | 10
| Valve ,Ex set STD |  | 25
| Valve ,In set ,STD |  | 25
| Lifter ,hydro set |  | 20
| Gasket-(head) |  | 54
| Gasket kit –overhaul |  | 93
| Gasket kit –valve grind |  | 29
| Oil pump |  | 25
| Tensinsor ,chain |  | 25
| Mount ,engin front |  | 50
| Mount , trans RR |  | 50
| Mount trans FR |  | 50
| Head cyl inder |  | 47
| Bushing –cam shaft |  | 50
| Spark plug set |  | 50
| ECM |  | 56
| Coil –ignition |  | 100
| Wire –HT set |  | 80
| Module –ignition |  | 114
| TPS sensor |  | 67
| Map sensor |  | 52
| I.A.C. motor |  | 71
| Coolant temp sensor |  | 52
| Crank sensor |  | 60
| Relay –fuel pump |  | 20
| Relay –coolant fant |  | 20
| Relay-AIC |  | 20
| alternator |  | 80
| Starter motor |  | 75
| Motor – coolant |  | 73
| Fuel pump –electric |  | 88
| In line fuel fillter |  | 50
| Injector –fuel set |  | 80
| Master –cylinder brake |  | 15
| Seal kit –master cyl. |  | 100
| Pump –power steering |  | 36
| Gear housing –powerls |  | 35
| Trans axle AIT |  | 54
| Torque convertor |  | 74
| Absorber – front |  | 50
| Shock absorber -rear |  | 50
| Insulator, front shock |  | 50
| Insulator, rear shock |  | 50
| Water pump |  | 81
| Siprentin belt |  | 100
| Belt tensioner |  | 10
| Front wheel hub with bearing |  | 186
| rear wheel hub with bearing |  | 186
| Front drive shaft LH |  | 25
| Front drive shaft RH |  | 25
| Radiator |  | 69
| AC compressor |  | 10
Spare parts for chevrolet ( G.M.C)
Code | Des. | Qty./No.
03-02-01254 | Engine assembly | 65
| Transmission manual | 65
| Carrier differential | 55
| Universal joint | 81
| Starter | 73
| Alternator | 73
| Cabratior assy | 75
| Cover assy , clutch | 85
| Disc clutch | 85
| Bearing (clutch release ) | 85
| Delco | 75
| Fuel pump | 93
| Pump assy ,vane | 43
| Cylinder master brake | 68
| Power brake | 73
| Radiator | 79
| Gasket kit ,overhaul | 113
| Cylinder head | 57
| Water pump | 70
| Cross joint | 141
| Cylinder master clutch with kit | 128
| Cylinder master clutch with kit | 128
Spare parts for Land cruiser
Code | Des. | Qty./No.
03-02-01255 | Engine assembly | 65
| Transmission manual | 65
| Carrier differential | 55
| Universal joint | 81
| Starter | 73
| Alternator | 73
| Cabratior assy | 75
| Cover assy , clutch | 85
| Disc clutch | 85
| Bearing (clutch release ) | 85
| Delco | 75
| Fuel pump | 93
| Pump assy ,vane | 43
| Cylinder master brake | 68
| Power brake | 73
| Radiator | 79
| Gasket kit ,overhaul | 113
| Cylinder head | 57
| Water pump | 70
| Cross joint | 141
| Cylinder master clutch with kit | 128
| Cylinder master clutch with kit | 128
Spare parts for EVA lory
Code | Item. | p.No. | Des. | Qty./No.
03-02-01256 |  |  |  | L.S
Spare parts for WAZ LORY
Code | Item. | p.No. | Des. | Qty./No.
03-02-01257 |  |  |  | L.S
SECTION( 42)
Traffic Light Equipment
Code No. | Description |  | Qty /No.
03-02-01258 | controlled of intersections by traffic light system |  | 300 intersections
each intersection include the fallowing item :
| Item | Qty.
| 1. traffic light controller | 1
| 2. signal head 3-aspect 300 mm | 10
| 3. pole in 3.7m length | 9
| 4. pole with cantilever with arm of 5.5 m | 1
| 5. cable size 3x6 mm2 | 100m
| 6. cable size 5x1.5 mm2 | 500m
| 7. halogen lamp 10V/50W (phillips) | 200
| 8. lithium battery | 4
| 9. lenses 300mm | 6
| 10. transformers 220V-10V | 4
| 11. spare parts set for above controller | 1 set
SECTION 43
Lifting crane
Code | Description |  | Qty/No.
03-02-01259 | Lifting crane two cabinnet diesel enging, 1100 x 20 tyers size , 2 No. of battries , 135 am 4No. jack with spare parts .
| capacity 20 ton |  | 100
| capacity 30 ton |  | 100
| capacity 50 ton |  | 100
| total |  | 300
SECTION 44
Spare Part For Mosul Water Treatment Plants
Spare part for mosul (left side) w.t.p
Spare part for mosul (left side) w.t.p
Code |  | Item Description |  | Qty/No.
03-02-01260 | 1.1 | ASEA contactor, EH 9-10, Iec 158-1, Vdelta E 0660, AC3 220 , 380 V, Ith=25A, SK 812 003 for electrical genenator 1250 K.V.A |  | 2
03-02-01261 | 1.2 | ASEA contactor, EH 6-22E, Iec 337-1, Vdelta E 0660, AC11 110-220 , 380 V, Ith=25A, SK 811 023 for electrical genenator 1250 K.V.A |  | 2
03-02-01262 | 1.3 | ASEA flag relay, 5615 453-D, N=11000, D=0, 132 mm, R=460 OHM., RxsF 1, RK 271-003-AD for electrical genenator 1250 K.V.A |  | 4
03-02-01263 | 1.4 | ASEA relay, RASA 4, RK861-001-BA, u1=u2, 110-120, V/220-240 V, 50-60 HZ., Df2 HZ. for electrical genenator 1250 K.V.A |  | 4
03-02-01264 | 1.5 | Spare parts for vertical cetrifugal pump, type HA 500/64-15, HALBERG registration No. PGG 14192/99-5, No. of relevant sectional drawing 127 5489-26-0104, Q=2200 m3/hr, H=40 m as per attached sheet. Supplier, HALBERG, Maschinen bau GmbH, Telex: 484833, SWE
03-02-01265 | 1.5.1 | Bearing centre sleeve, part No.(54.00 ).Dimension (TM 80 ) Material ( C45 N) |  | 8
03-02-01266 | 1.5.2 | Bearing bush. part ( 54.50 ). Dimension (109/127x100). Material ( Silicon-Carbid) |  | 100
03-02-01267 | 1.5.3 | Deflector. Part NO. ( 50.10 ). Dimension ( 00/146x16). Material ( ULTRAMID ) |  | 4
03-02-01268 | 1.5.4 | Impiller. Part NO. ( 23.00 ). Dimension (LA667x77 ). Material (1.4408 ) |  | 8
03-02-01269 | 1.5.5 | Shaft screw. Part NO.( 90.42 ). Dimension ( M10x20 ). Material ( A4-70) |  | 200
03-02-01270 | 1.5.6 | Shaft sleeve. Part NO.(52.30).Dimension ( 91/109x100 ). Material (Silicon -Carbid ) |  | 150
03-02-01271 | 1.5.7 | Shaft sleeve. Part NO.(52.40 ). Dimension (A86/95x170 ). Material (1.4021.05 ) |  | 8
SECTION 45
UPVC Pipes & fittings
for maintenance of the networks
Code | Description |  |  | Qty
03-02-01272 | Supplying U.P.V.C pipes ( 315 ) mm dia. of tyton-joint with rubber rings. 10 bar |  |  | 250000 m.l
03-02-01273 | Ditto but ( 280 )mm. dia. 10 bar |  |  | 500000 m.l
03-02-01274 | Ditto but ( 225 )mm. dia. 10 bar |  |  | 1000000m.l
03-02-01275 | Ditto but ( 160 )mm. dia. 10 bar |  |  | 2000000 m.l
03-02-01276 | Ditto but ( 110 )mm. dia. 10 bar |  |  | 3000000 m.l
03-02-01277 | Ditto but ( 90 )mm. dia. 10 bar |  |  | 20000 m.l
03-02-01278 | Supplying U.P.V.C pipes ( 400 ) mm dia. of tyton-joint with rubber rings. 6 bar |  |  | 200000 m.l
03-02-01279 | Holes drill machine for diameter 1/2”, 3/4” ,1” to drill the upvc pipes complete with accessories |  |  | 200 No.
03-02-01280 | 1- All socket tees complets with eubber rings. 10 bar for dia (315x315)mm |  |  | 2000 No.
03-02-01281 | 2- Ditto for dia (315x280)mm |  |  | 2000 No.
03-02-01282 | 3- Ditto for dia (315x225)mm |  |  | 2000 No.
03-02-01283 | 4- Ditto for dia (315x160)mm |  |  | 2000 No.
03-02-01284 | 5- Ditto for dia (315x110)mm |  |  | 2000 No.
03-02-01285 | 6- Ditto for dia (280x280)mm |  |  | 2000 No.
03-02-01286 | 7- Ditto for dia (280x225)mm |  |  | 2000 No.
03-02-01287 | 8- Ditto for dia (280x160)mm |  |  | 2000 No.
03-02-01288 | 9- Ditto for dia (280x110)mm |  |  | 2000 No.
03-02-01289 | 10- Ditto for dia (225x225)mm |  |  | 1000 No.
03-02-01290 | 11- Ditto for dia (225x160)mm |  |  | 1000 No.
03-02-01291 | 12- Ditto for dia (225x110)mm |  |  | 1000 No.
03-02-01292 | 13- Ditto for dia (225x90)mm |  |  | 100 No.
03-02-01293 | 14- Ditto for dia (160x160)mm |  |  | 1000 No.
03-02-01294 | 15- Ditto for dia (160x110)mm |  |  | 1000 No.
03-02-01295 | 16- Ditto for dia (160x90)mm |  |  | 100 No.
03-02-01296 | 17- Ditto for dia (110x110)mm |  |  | 1000 No.
03-02-01297 | 18- Ditto for dia (110x90)mm |  |  | 100 No.
03-02-01298 | 19- Ditto for dia (90x90)mm |  |  | 50 No.
Two end socket bend complete with rubber rings(10)bar as below:
03-02-01299 | 1-900 bend for 315 mm dia |  |  | 150 No.
03-02-01300 | 2- 450 bend for 315 mm dia |  |  | 150 No.
03-02-01301 | 3- 221/2 bend for 315 mm dia |  |  | 100 No.
03-02-01302 | 4- 900 bend for 280mm dia |  |  | 200 No.
03-02-01303 | 5- 450 bend for 280 mm ia |  |  | 150 No.
03-02-01304 | 6- 221/2 bend for 280 mm dia |  |  | 100 No.
03-02-01305 | 7-900 bend for 225 mm dia |  |  | 1000 No.
03-02-01306 | 8- 450 bend for 225mm dia |  |  | 1000 No.
03-02-01307 | 9- 221/2 bend for 225 mm dia |  |  | 750 No.
03-02-01308 | 10-900 bend for 160 mm dia |  |  | 1000 No.
03-02-01309 | 11- 450 bend for 160mm dia |  |  | 1000 No.
03-02-01310 | 12-900 bend for 110 mm dia |  |  | 2000 No.
03-02-01311 | 13- 450 bend for 110mm dia |  |  | 1000 No.
03-02-01312 | Supplying ( 1000) mm dia UPVC socket and spigat pipe with rubber joint,according to the requirements of DIN 8061, 8062,and 19532 for working pressare of 6 bar |  |  | 56000 ml
03-02-01313 | Ditto (900)mm dia |  |  | 120000 ml
03-02-01314 | Ditto (800)mm dia |  |  | 220000 ml
03-02-01315 | Ditto (700)mm dia |  |  | 300000 ml
03-02-01316 | Ditto (600)mm dia |  |  | 400000 ml
03-02-01317 | Ditto (500)mm dia |  |  | 310000 ml
03-02-01318 | Ditto (400)mm dia |  |  | 220000 ml
03-02-01319 | Ditto (300)mm dia |  |  | 70000 ml
03-02-01320 | Ditto (250)mm dia |  |  | 81000 ml
03-02-01321 | Ditto (200)mm dia |  |  | 150000 ml
03-02-01322 | Ditto (150)mm dia |  |  | 30000 ml
03-02-01323 | Ditto (100)mm dia |  |  | 150000 ml
03-02-01324 | Ditto (80)mm dia |  |  | 1000 ml
03-02-01325 | Ditto (50)mm dia |  |  | 2000 ml
03-02-01326 | Supplying ( 200 x 100) mm dia UPVC tee junction 76 bar |  |  | 8000 No.
03-02-01327 | Ditto ( 250 x 100 )mm dia |  |  | 5000 No
03-02-01328 | Ditto ( 300 x 100 )mm dia |  |  | 1000 No
03-02-01329 | Ditto ( 100 x 500 )mm dia |  |  | 500 No
03-02-01330 | Ditto ( 100 x 600 )mm dia |  |  | 500 No
03-02-01331 | Ditto ( 200 x 250 )mm dia |  |  | 1000 No.
03-02-01332 | Ditto ( 500 x 400 )mm dia |  |  | 500 No
03-02-01333 | Ditto ( 500 x 600 )mm dia |  |  | 500 No
03-02-01334 | Stoppers ( 100) mm dia |  |  | 50000 No
03-02-01335 | Ditto ( 150 )mm dia |  |  | 25000 No
03-02-01336 | Heavy duty covers manholes 550 mm dia |  |  | 30000 No
03-02-01337 | Ditto but ( 600 x 900) mm dia |  |  | 20000 No
03-02-01338 | Glvanized steel pipe (6m)and diameter (160)mm ventilating columns with the fittings up |  |  | 5000 No
03-02-01339 | Ditto but (200)mm diameter |  |  | 3000 No
03-02-01340 | UPVC tee janchon pipes (400 x 100)mm dia |  |  | 1000 No
03-02-01341 | Ditto ( 200 x 150 )mm dia |  |  | 4000 No
03-02-01342 | Ditto ( 250 x 150 )mm dia |  |  | 10000 No
03-02-01343 | Ditto ( 300 x 150 )mm dia |  |  | 3000 No
03-02-01344 | Ditto ( 400 x 150 )mm dia |  |  | 3000 No
03-02-01345 | Ditto ( 500 x 150 )mm dia |  |  | 3000 No.
03-02-01346 | Ditto ( 600 x 150 )mm dia |  |  | 300 No
03-02-01347 | Ditto ( 150 x 150 )mm dia |  |  | 4000 No
SECTION 46
FIRE EXTINGUISHER FOAM
Code | Description |  | Qty (litter)
03-02-01348 | 1- Using For Fire Fighting Type (A,B,C).fires |  | 1000000
SECTION 47
EQUIPMENT FOR COMPRESSED AIR
Code | Description |  |  | Qty
03-02-01349 | Filling compressed air apparatus:- |  |  | 40
1- Designed to fill (charge ) breathing cylinders apparatus.
2- charching pressure should be no less than 200 bar.
3- the apparatus should be working by electric motor no less than 2700 rpm . ( three phases ).
4- equipped with moisture and dust filters .
5- equipped with pressure meters to check outer cylinder .
03-02-01350 | Automatic multipurpose filling station to fill all kind of free extinguishers : |  |  | 40
The unit must be complete with the following sections :-
1. Automatics dry powder filling unit sacs the powder from any container and fill directory in to the extinguishers without making dust .
- Working 1.5 Kw , 22CV 50HZ , filling capacity 30 extinguishers 12 Kg per hour .
Able to fill all kind of fire extinguisher with different capacities from 1kg up to 150 kg with different adaoters
2. CO2 high pressure pump to transfer CO2 from the main
cylinder to the fire extinguishers works with external cartridge .
- Delivery 8Kg per mm. maximum pressure 100bar , working 1.5Kw 220V 50Hz .
Provided with pressure switch that automatically stops the pump when the right pressure is reached high -pressure safety valve.
3. Air compressor 3Clt. Capacity , max working pressure 16 bar , delivers of air 150 It. Per mm. .
- Working 1,5 Kw , 220V 50Hz.
4. Manual clamp to hold the fire extinguishers to be able to
mount and dismount valves to make maintenance .
- Pressure of piston operated by 600Kg compressed air .
different shelves to adjust the base to the required high
of the extinguishers needs to be required .
- Safety door with lock and safety device , to release
pressure when the door will be opened .
5. Maine controller panel to controller all above machinery
with safety overload and relay .
6.CO2 cartridge filling head to refit many type of 002 cartridges in the market .
- Feed directory from the above CO2 pump .
Provided with adapters to be change according to the
cartridge size .
7. Electrical balances with the following characteristics .
a- for fire extinguishers of 1 SC Kg load and 10 gr. Division
b- for internal cartridge 30 Kg load and 10 gr. Division .
Possibility to set the trace weights and red directly the net
weight on the display .
8. Hydrostatic test pump for hydraulic test of different kinds of cylinders from 10bar up to 250bar .
- Equipped with :- manometer to control the test pressure ,pressure reducer to calibrate the test pressure1 and interception valves to control the flow of the water .
- The pump is working by hydro-pneumatic system with the working pressure of 10bar in the air and 300bar in the water .
Many adapters Able to test Many kinds of different fire
extinguishers i.e. powder , CO2 , foam , halon1 Etc. .
9. The unit is supplied with complete set of hoses and adapters to connect many kind of fire extinguishers from the unit to the extinguisher itself.
SECTION 48
LAND CRUSIER
Code | Description | Qty/No.
03-02-01351 | Land crusier with 4 doors & spare parts | 2000
03-02-01352 | Land crusier with 2 doors & spare parts | 500
| TOTAL | 2500
SECTION 49
Fuel tanker
Code | Description | Qty/No.
03-02-01353 | Fuel tanker 16000 L | 400
| Total | 400
SECTION 50
Command fire fighting vehicle
Code | Description | Qty /No.
03-02-01354 | Command fire fighting vehicle | 100
Section ( 51 )
Road Marking Machines
Code No. | Description | Qty.
03-02-01355 | Road marking machines ( large size ) complete and ready for operation . | 30
03-02-01356 | Road marking machines (middle size ) complete and ready for operation . | 25
Section ( 52 )
Traffic Safety Materials
Code No. | Description | Qty.
03-02-01357 | road studs ( reflective pavement marker ) size 10 x 10 x1.75 cm , both faces are reflective in the same color :
| A. white color . | 30000
| B. yellow color . | 120000
03-02-01358 | road studs ( reflective pavement marker ) size 10 x 10 x1.75 cm , one face in reflective for one directional viewing :
| A. white color . | 15000
| B. yellow color . | 30000
03-02-01359 | road studs ( reflective pavement marker ) size 22 x 10 x4.5 cm , both faces are reflective in the same color :
| A. white color . | 15000
| B. yellow color . | 75000
03-02-01360 | road studs ( reflective pavement marker ) size 22 x 10 x4.5 cm ,one face reflective :
| A. white color . | 7500
| B. yellow color . | 30000
03-02-01361 | conventional epoxy adhesive ( one or tow - component ) required to sticks and firmly to pavement of the above mentioned | 700 Kg.
03-02-01362 | Cones made of reflective material in two color ( red and white ) used for safety in road operation :
| A. cones with height of 70 cm . | 1500
| B. cones with height of 70 cm . | 1500
Section ( 53 )
spare parts for existing traffic light controllers
Spare parts for traffic light controller type MPC/2408-16-24/futurit (Austria)
Code No. | Description | Qty.
03-02-01363 | Processor card CA | 60
| Input / output card ICO1 | 60
| Input / output card ICO2 | 45
| Data memory C100 , C210 | 45
| Triger pulse unit TPU , TPC | 150
| Oscillator card CMOC | 150
| Fault memory CMMC | 90
| Logic card CMLC | 60
| contractor KV | 45
| contractor KR | 45
| Lamp switch LSU | 300
| control card program CCL | 120
| Fuses F 6.3 A | 1200
| Hand held terminal (HHTTY) for controller type FMTC | 2
Spare Parts For Traffic Light Controller Type AD 520 / 16 Philips
Code No. | Description | Qty.
03-02-01364 | System control and interface unite SCIU ( code no. 9586-127-08100 ) | 10
| Processor board PB80 (9586-141-88010) | 20
| Conflict monitor unit CMU (9586-127-00310 ) | 16
| Flasher unit 2F(9586-952-02100) | 12
| Flash transfer unit FTUMK2 (9586-126-01750) | 8
| Power supply unit 1823- 5/5/24 PSU - 5/5/24(9586-912-02010) | 20
| Transformer unit 1829-9 TR9 (9586-912-01010) | 4
| Transformer unit 1830-9 TRU(9586-912-01210) | 6
Spare Parts For Traffic Light Controller Type AD 570 /16 Philips (Holland)
Code No. | Description | Qty.
03-02-01365 | System control and diagnostics SCD (code no. 9586-129-01100) | 12
| Processor road PB80-2 (9586-141-88200) | 20
| Aspect monitoring and diagnostics 8 AMDS (9586-129-00100) | 20
| Presence detector 86 AA205 (9584-813-09710) | 6
| Power supply unit 5 and 5V PSU 5/5/0.3 (9586-129-04100) | 20
| Power supply unit 8V PE 1806/20 (9586-912-02211) | 16
| Power supply unit 5V PE 1112/10(9415-011-12011) | 20
| Power supply unit 24V PE 1114/01 (9415-011-14011) | 20
| Input/Output timer /RAM board 10TR (9586-127-24100) | 12
| Detector power supply DPS24V | 8
| Filter Z11 | 8
| Band 1 T Roll ¾ | 80
| Band 1 T Buckles ¾ | 2500
| Band 1 T Tool | 10
| Hand held teltype (HHTTY) | 5
Section - 54
Spareparts For Road Marking
Machine Type ( Zindel Universal - 21 )
Code No. | Description | Qty.
03-02-01366 | Bulb set cp1. With bilux | 50
| Bulb set f. working lamps | 50
| Bulb set f. beacon lamps | 50
| Glass f. beacon lamps | 50
| Fuses ( 8, 16, 25A ) | 2000
| Electric control switch | 10
| Head lamp glass , left | 50
| Head lamp glass , right | 50
| Blinker glass left | 50
| Blinker glass right | 50
| Blinker CPI. left | 30
| Blinker CPI. Right | 30
| Rear lamp CPI. left | 30
| Rear lamp CPI. Right | 30
| Wiper balde | 100
| Wiper arm | 20
| Rear view mirror | 100
| Tank cover | 300
| Inter come system | 50
| carrier wheel CPI | 200
| Type f. suoort | 50
| Wheel ( Aiming device ) | 50
| Type f. support wheel | 200
| ( Aiming device ) | 30
| Type for mercedes | 30
| Wiper motor . | 50
| Support wheel CPI. ( Aiming device ) . | 30
| Container f. brake fluid | 80
| Main brake cylinder . | 80
| Differential gear f. rear axle . | 80
| Exterior front wheel | 80
| Bearing | 80
| Speedo meter cable . | 20
| Ignition switch | 40
| Air filter insert | 500
| Oil filter insert . | 500
| fuel pump . | 50
| Water pump . | 50
| Carburetor | 50
| Voltage regulator . | 30
| Generator . | 50
| Radiator Assy . | 30
| Starter . | 50
| distributor CPI. | 100
| Conact set . | 400
| Ignition plug | 2000
| Gasket F. cyIinder head | 30
| Engine gasket set | 30
| Muffler CPI. (silecer + pipe ) | 50
| Oil pan gasket | 100
| Liquid clutch cpI (hydro- trawsn) | 30
| Oil filter F. autom | 500
| Diaphragm F. hot air . | 300
| Electrical main jet | 100
| Air regulator | 50
| Ignition plug V W | 2000
| Contact set V W . | 40
| Distributor V W . | 50
| Distributor cap V W . | 150
| Carburettor V W . | 50
| Starter V W . | 50
| Fuel pump V W . | 50
| Generator V W . | 30
| Ignition switch V W . | 100
| Ignition coil V W . | 50
| V-belt V W . | 100
| Pulley V W . | 20
| Oil filter cap V W | 100
| Fuel tank cap V W . | 100
| Air filter compressor | 200
| Paint tank / stirrer . | 300
| Paint tank / gasket | 300
| tank exit gasket | 150
| Gasket for manhole | 150
| Gasket set for stirrer | 50
| Free wheel | 30
| Pneumatic cylinder for stirrer | 60
| Manometer | 60
| Safety valve | 100
| Paint cock | 200
| M of tecalan hose , pu-4 | 200
| Sleeve nut F. tecalan hose | 200
| 3-path cock | 30
| Main paint hose | 40
| Pressure requlator | 50
| Hand switch for spray gun | 100
| Repair set for pressure requlator | 100
| Signal lamp 12 v/125 w . | 200
| Fuses | 2000
| Manometer | 200
| Quick coupling | 150
| Magntic valve | 100
| Repair sets for Magnetic valve . | 100
| Magnetic coil | 1560
| Meter cv-tube 12mm dia . | 50
| Back pressure valve | 50
| Meter tecalan hose 4mm dia | 100
| sets of cutting rings , 12mm solvent tank | 200
| Gasket for solvent tank . | 150
| Saftey valve ¼ . | 50
| Solvent . | 50
Hand Spray Gun :
Code No. | Description | Qty.
03-02-01367
| Hand spray gun cpI with paint peaker . | 200
| Air head | 150
| Paint nozzle | 150
| Needle packing | 300
| Valve spring | 300
| Packing | 300
| Valve spring | 150
| Needle spring | 150
| Paint needle | 150
| Counter screw | 50
| Valve cone | 50
| Needle packing | 300
Hoses and connections :
Code No. | Description | Qty.
03-02-01368 | Set of paint hoses , cpI . | 200
| Set of atomizing air hoses , cpI . | 200
| Set of control air paint hoses , cpI . | 200
| Distributor | 100
Marking Head :
Code No. | Description | Qty.
03-02-01369 | Spray gun zsepl. With control cylinder . | 100
| Ring nut | 150
| Paint nozzle | 200
| Orifice | 200
| Air nozzle (G.77) . | 300
| Paint needle 7 dia . | 300
| Teflon valve | 300
| O-Ring | 600
| Valve sleeve | 600
| Valve spring | 300
| Needle spring | 300
| Air connection | 150
| Needle screw plug | 200
| Plug | 200
| Adjuster nut | 200
| Nut | 200
| O-Ring | 600
| O-Ring | 600
| Needle protection | 600
| O-Ring | 600
| Needle packing | 600
| Set of standard part | 10
SECTION 55
Rescue vehicle (van)
Code | Description | Qty
03-02-01370 | Rescue vehicl (van) | 200
Section ( 56)
Compacting Roller ( Steel- Steel Roller )
Code No. | Description | Qty.
03-02-01371 | Compacting Roiler ( Steel- Steel Roller ) | 150
Section ( 57)
Tyre-Steel Roller Compactor
Code No. | Description | Qty.
03-02-01372 | Tyre-Steel Roller Compactor | 90
Section ( 58)
Pneumatic-Tyred Roller
Code No. | Description | Qty.
03-02-01373 | pneumatic tyre roller with spare parts | 250 | Units
Section ( 59)
Foot Sheep Vibratory Roller
Code No. | Description | Qty.
03-02-01374 | Foot Sheep Vibratory Roller | 150
SECTION 60
Machine for removing asphalt
Code | Description | Qty
03-02-01375 | Machine for removing asphalt | 25
SECTION 61
Ductile Iron pipes & fittings
Code | Description |  |  | Qty
03-02-01376 | Supplying (1200) mm dia. Ductile iron socket and spigot pipe class (K9) of tyton joint with rubber rings , according to the internat:onal standard ( ISO - 2531 ) . |  |  | 50000ml
03-02-01377 | Ditto (1000) mm dia. |  |  | 50000ml
03-02-01378 | Ditto (900) mm dia. |  |  | 50000ml
03-02-01379 | Ditto (800) mm dia. |  |  | 100000 KM
03-02-01380 | Ductile iron double flanged bend with flanged socket and spigot
a- 1200 mm dia
| - bend 900 |  |  | 500 No.
b- 1000 mm dia
| - bend 900 |  |  | 500 No.
c- 900 mm dia
| - bend 900 |  |  | 500 No.
d- 800 mm dia body
| - bend 900 |  |  | 850 No.
03-02-01381 | - Ductile iron express double socket bends complete with rubber rings and stainless steel bolts /nuts with washers :-
A- 1200 mm dia
| a.1- bend 450 |  |  | 500 No.
| a.2- bend 221/20 |  |  | 500 No.
B- 1000 mm dia
| b.1- bend 450 |  |  | 500 No.
| b.2- bend 221/20 |  |  | 500 No.
C- 900 mm dia
| c.1- bend 450 |  |  | 500 No.
| c.2- bend 221/20 |  |  | 500 No.
03-02-01382 | Ductile Iron all flanged tee complete as per specified
A- 1200 mm dia . body
| a.1-1200 mm dia . branch |  |  | 100 No.
| a.2-1000 mm dia . branch |  |  | 100 No.
| a.3-900 mm dia . branch |  |  | 100 No.
| a.4-800 mm dia . branch |  |  | 100 No.
B- 1000 mm dia . body
| b.1-1000 mm dia . branch |  |  | 100 No.
| b.2-900 mm dia . branch |  |  | 100 No.
| b.3-800 mm dia . branch |  |  | 100 No.
C- 900 mm dia . body
| c.1-900 mm dia . branch |  |  | 100 No.
| c.2-800 mm dia . branch |  |  | 100 No.
D- 800 mm dia . body
| d.1- 800 mm dia . branch |  |  | 100 No.
| d.2- 700 mm dia . branch |  |  | 100 No.
| d.3- 600 mm dia . branch |  |  | 100 No.
| d.4- 500 mm dia . branch |  |  | 100 No.
03-02-01383 | - Ductile iron double socket (express) tapers with rubber rings and stainless steel bolts /nuts with washers :-
| a- ( 1200 x 1000 )mm dia |  |  | 100 No.
| b- ( 1000 x 900 )mm dia |  |  | 100 No.
| c- ( 1000 x 800 )mm dia |  |  | 100 No.
| d- ( 900 x 800 )mm dia |  |  | 100 No.
| e- ( 800 x 700 )mm dia |  |  | 50 No.
| f- ( 800 x 600 )mm dia |  |  | 50 No.
03-02-01384 | Supplying (600) mm dia. Ductile iron socket and spigot pipe class (K9) of tyton joint with rubber rings , according to the international standard ( ISO - 2531 ) . |  |  | 150000 m.l
03-02-01385 | Ditto (500) mm dia. |  |  | 270000
03-02-01386 | Ditto (450) mm dia. |  |  | 100000
03-02-01387 | Ditto (400) mm dia. |  |  | 200000
03-02-01388 | Ditto (350) mm dia. |  |  | 200000
03-02-01389 | Ditto (300) mm dia. |  |  | 300000
03-02-01390 | Ditto (250) mm dia. |  |  | 200000
03-02-01391 | Ditto (200) mm dia. |  |  | 200000
03-02-01392 | Ductile Iron double flanged bends with flanged socket and spigot
A- 600 mm dia
| - bend 900 |  |  | 3000 No.
B- 500 mm dia
| - bend 900 |  |  | 3000 No
C- 450 mm dia
| - bend 900 |  |  | 3000 No
D- 400 mm dia
| - bend 900 |  |  | 3000 No
E- 350 mm dia
| - bend 900 |  |  | 3000 No
F-300 mm dia
| bend 90 |  |  | 3000
| bend 450 |  |  | 3000
| bend 22.5 |  |  | 3000
g- 250 mm dia
| bend 90 |  |  | 3000
| bend 450 |  |  | 3000
| bend 22.5 |  |  | 3000
H-200 mm dia
| bend 90 |  |  | 3000
| bend 450 |  |  | 3000
| bend 22.5 |  |  | 3000
I- 150 mm dia
| bend 90 |  |  | 3000
| bend 450 |  |  | 3000
| bend 22.5 |  |  | 3000
J- 100 mm dia
| bend 90 |  |  | 3000
| bend 450 |  |  | 3000
| bend 22.5 |  |  | 3000
03-02-01393 | - Ductile iron express double socket bends with rubber rings and stainless steel bolts /nuts with washers :-
A- 600 mm dia
| a.1- bend 450 |  |  | 1500 No
| a.2- bend 221/20 |  |  | 500 No
B- 500 mm dia
| b.1- bend 450 |  |  | 2700 No
| b.2- bend 221/20 |  |  | 700 No
C- 450 mm dia
| c.1- bend 450 |  |  | 1000 No
| c.2- bend 221/20 |  |  | 500 No
D- 400 mm dia
| d.1- bend 450 |  |  | 1000 No
| d.2- bend 221/20 |  |  | 500 No
E- 350 mm dia
| e.1- bend 450 |  |  | 1000 No
| e.2- bend 221/20 |  |  | 500 No
F- 300 mm dia
| f.1- bend 900 |  |  | 1000 No
| f.2- bend 450 |  |  | 1000 No
| f.3- bend 221/20 |  |  | 500 No
G- 250 mm dia
| g.1- bend 900 |  |  | 1700 No
| g.2- bend 450 |  |  | 1700 No
| g.3- bend 221/20 |  |  | 1700 No
03-02-01394 | #NAME?
| a- ( 600 x 500 )mm dia |  |  | 1000
| b- ( 600 x 450 )mm dia |  |  | 1000
| c- ( 600 x 400 )mm dia |  |  | 1000
| d- ( 600 × 350) |  |  | 1000
| e-(600× 300) |  |  | 1000
| f-(600× 250) |  |  | 1000
| g- (600× 200 ) |  |  | 1000
| h- ( 600 × 150 ) |  |  | 1000
| I- (600 × 100) |  |  | 1000
| d- ( 500 x 450 )mm dia |  |  | 1000
| e- ( 500 x 400 )mm dia |  |  | 1000
| f- ( 500 x 350 )mm dia |  |  | 1000
| ( 500 × 300 ) |  |  | 1000
| ( 500 × 250 ) |  |  | 1000
| (500 × 200) |  |  | 1000
| (500 × 150 ) |  |  | 1000
| ( 500 × 100 ) |  |  | 1000
| g- ( 450 x 400 )mm dia |  |  | 1000
| h- ( 450 x 350 )mm dia |  |  | 1000
| I- ( 450 x 300 )mm dia |  |  | 1000
| j- ( 450 x 250 )mm dia |  |  | 1000
| k- ( 450 x 200 )mm dia |  |  | 1000
| ( 450 × 150 ) |  |  | 1000
| (450 × 100) |  |  | 1000
| l- ( 400 x 250 )mm dia |  |  | 1000
| l- ( 400 x 200 )mm dia |  |  | 1000
| (400 × 150 ) |  |  | 1000
| (400 × 100 ) |  |  | 1000
| m- ( 350 x 300 )mm dia |  |  | 1000
| n- ( 350 x 250 )mm dia |  |  | 1000
| o- ( 350 x 200 )mm dia |  |  | 1000
| (350× 150 ) |  |  | 1000
| ( 350 × 100 ) |  |  | 1000
| ( 300 × 250 ) |  |  | 1000
| ( 300 × 200 ) |  |  | 1000
| ( 300 × 150 ) |  |  | 1000
| ( 300 × 100 ) |  |  | 1000
| p- ( 250 x 200 )mm dia |  |  | 1000
| ( 250 ×150 ) |  |  | 1000
| ( 250 × 100 ) |  |  | 1000
| y- ( 200 x 150 )mm dia |  |  | 1000
| (200 × 100 ) |  |  | 1000
| ( 150 × 100 ) |  |  | 1000
03-02-01395 | Ductile Iron all flanged tee complete with flanged socket and spigot
A- 600 mm dia . body
| a.1-600 mm dia . branch |  |  | 2000
| a.2-500 mm dia . branch |  |  | 2000
| a.3-450 mm dia . branch |  |  | 2000
| a.4-400 mm dia . branch |  |  | 2000
| a.5-350 mm dia . branch |  |  | 2000
| a.6-300 mm dia . branch |  |  | 2000
| a.7-250 mm dia . branch |  |  | 2000
| a.8- 200 mm dia . branch |  |  | 2000
| 150 mm dia . Branch |  |  | 2000
| 100 mm dia branch |  |  | 2000
| B- 500 mm dia . body |  |  | 2000
| b.1-500 mm dia . branch |  |  | 2000
| b.2-450 mm dia . branch |  |  | 2000
| b.3-400 mm dia . branch |  |  | 20000
| b.4- 350 mm dia . branch |  |  | 2000
| b.5- 300 mm dia . branch |  |  | 2000
| b.6- 250 mm dia . branch |  |  | 2000
| b.7- 200 mm dia . branch |  |  | 2000
| 150 mm dia . Branch |  |  | 2000
| 100 mm dia branch |  |  | 2000
C- 450 mm dia . body
| c.1-450 mm dia . branch |  |  | 2000
| c.2-400 mm dia . branch |  |  | 2000
| c.3- 350 mm dia . branch |  |  | 2000
| c.4- 300 mm dia . branch |  |  | 2000
| c.5- 250 mm dia . branch |  |  | 2000
| c.6- 200 mm dia . branch |  |  | 2000
| 150 mm dia . Branch |  |  | 2000
| 100 mm dia branch |  |  | 2000
D- 400 mm dia . body
| d.1- 400 mm dia . branch |  |  | 2000
| d.2- 350 mm dia . branch |  |  | 2000
| d.3- 300 mm dia . branch |  |  | 2000
| d.4- 250 mm dia . branch |  |  | 2000
| d.5- 200 mm dia . branch |  |  | 2000
| 150 mm dia . Branch |  |  | 2000
| 100 mm dia branch |  |  | 2000
E- 350 mm dia . body
| e.1- 350 mm dia . branch |  |  | 2000
| e.2- 300 mm dia . branch |  |  | 2000
| e.3- 250 mm dia . branch |  |  | 2000
| e.4- 200 mm dia . branch |  |  | 2000
| 150 mm dia . Branch |  |  | 2000
| 100 mm dia branch |  |  | 2000
| F- 300 mm dia . body |  |  | 2000
| f.1- 300 mm dia . branch |  |  | 2000
| f.2- 250 mm dia . branch |  |  | 2000
| f.3- 200 mm dia . branch |  |  | 2000
| 150 mm dia . Branch |  |  | 2000
| 100 mm dia branch |  |  | 2000
G- 250 mm dia . body
| g.1- 250 mm dia . branch |  |  | 2000
| g.2- 200 mm dia . branch |  |  | 2000
| 150 mm dia . Branch |  |  | 2000
| 100 mm dia branch |  |  | 2000
H- 200 mm dia body
| h.1 200 mm dia branch |  |  | 2000
| h.2 150 mm dia branch |  |  | 2000
| h.3 100 mm dia branch |  |  | 2000
I- 150 mm dia BODY
| I.1 150 mm DIA BRANCH |  |  | 2000
| I.2 100 mm dia branch |  |  | 2000
M-100 mm dia body
| m.1 100 mm dia branch |  |  | 2000
03-02-01396 | Ductile Iron flanged branch on double socket express tee complete with rubber rings and stainless steel bolts / nuts with wassher :
A- 600 mm dia . body
| a.1-100 mm dia . branch |  |  | 500 No.
B- 500 mm dia . body
| b.1-100 mm dia . branch |  |  | 1000 No.
| b.2-150 mm dia . branch |  |  | 1000 No.
C- 450 mm dia . body
| c.1-100 mm dia . branch |  |  | 1000 No.
| c.2-150 mm dia . branch |  |  | 1000 No.
D- 400 mm dia . body
| d.1- 80 mm dia . branch |  |  | 500 No.
| d.2- 100 mm dia . branch |  |  | 1000 No.
| d.3- 150 mm dia . branch |  |  | 1000 No.
E- 350 mm dia . body
| e.1- 80 mm dia . branch |  |  | 200 No.
| e.2- 100 mm dia . branch |  |  | 1000 No.
| e.3- 150 mm dia . branch |  |  | 1000 No.
F- 300 mm dia . body
| f.1- 80 mm dia . branch |  |  | 200 No.
| f.2- 100 mm dia . branch |  |  | 2000 No.
| f.3- 150 mm dia . branch |  |  | 2000 No.
G- 250 mm dia . body
| g.1- 80 mm dia . branch |  |  | 200 No.
| g.2- 100 mm dia . branch |  |  | 1700 No.
| g.3- 150 mm dia . branch |  |  | 1700 No.
H- 200 mm dia. body
| h. 1- 80 mm dia . branch |  |  | 200 No.
| h. 2- 100 mm dia . branch |  |  | 1700 No.
| h. 3- 150 mm dia . branch |  |  | 1700 No.
03-02-01397 | Supplying (200) mm dia. Ductile iron socket and spigot pipe class (K9) of tyton joint with rubber rings , according to the internat:onal standard ( ISO - 2531 ) . |  |  | 500000 ml
| Ditto (150) mm dia. |  |  | 200000
| Ditto (100) mm dia. |  |  | 700000
Ductile Iron all flanged tee complete with flanged socket and spigotas below :
A- 200 mm dia . body
| 200 mm dia . branch |  |  | 1000 No.
| 150 mm dia . branch |  |  | 1000 No.
| 100 mm dia . branch |  |  | 1000 No.
B- 150 mm dia . body
| 150 mm dia . branch |  |  | 1000 No.
| 100 mm dia . branch |  |  | 1000 No.
C- 100 mm dia . body
| 100 mm dia . branch |  |  | 1000 No.
03-02-01398 | Ductile Iron flanged branch on double socket express tee complete with rubber rings and stainless steel bolts / nuts with wassher :
A- 200 mm dia . body
| 80 mm dia . branch |  |  | 200 No.
| 150 mm dia . branch |  |  | 1000 No.
| 100 mm dia . branch |  |  | 1000 No.
| 200 mm dia . branch |  |  | 1000 No.
B- 150 mm dia . body
| 80 mm dia . branch |  |  | 100 No.
| 100 mm dia . branch |  |  | 500 No.
| 150 mm dia . branch |  |  | 500 No.
C- 100 mm dia . body
| 80 mm dia . branch |  |  | 100 No.
| 100 mm dia . branch |  |  | 500 No.
03-02-01399 | - Ductile iron express double socket bends with rubber rings and stainless steel bolts /nuts and washers :-
A- 600 mm dia
| bend 900 |  |  | 1500 No
| bend 450 |  |  | 1500 No
| bend 221/20 |  |  | 500 No
B- 500 mm dia
| bend 900 |  |  | 1500 No
| bend 450 |  |  | 1500 No
| bend 221/20 |  |  | 500 No
C- 450 mm dia
| bend 900 |  |  | 2000 No
| bend 450 |  |  | 1500 No
| bend 221/20 |  |  | 500 No
03-02-013400 | - Ductile iron double socket (express) tapers complete with rubber rings and stainless steel bolts with nuts and washers :-
| a- ( 200 x 150 )mm dia |  |  | 300 No.
| b- ( 200 x 100 )mm dia |  |  | 300 No.
| c- ( 150 x 100 )mm dia |  |  | 300 No.
| d- ( 100 x 80 )mm dia |  |  | 300 No.
SECTION 62
Labratory mobile
Code | Description |  |  | Qty
03-02-01401 | Labratory mobile |  |  | 20
SECTION - 63 -
STARTERS
Starters Quantity as follow (Rating) in Amper with type
Code | Starters | Rating | Qty.
| Type | (A)
03-02-01402 | S-D | 500 | 120
03-02-01403 | S-D | 400 | 80
03-02-01404 | S-D | 350 | 100
03-02-01405 | S-D | 320 | 110
03-02-01406 | S-D | 300 | 90
03-02-01407 | S-D | 250 | 150
03-02-01408 | S-D | 220 | 90
03-02-01409 | S-D | 200 | 104
03-02-01410 | S-D | 180 | 180
03-02-01411 | S-D | 160 | 90
03-02-01412 | S-D | 140 | 120
03-02-01413 | S-D | 120 | 127
03-02-01414 | S-D | 110 | 115
03-02-01415 | S-D | 100 | 120
03-02-01416 | S-D | 90 | 150
03-02-01417 | S-D | 80 | 70
03-02-01418 | S-D | 75 | 120
03-02-01419 | S-D | 60 | 200
03-02-01420 | S-D | 50 | 95
03-02-01421 | S-D | 45 | 255
03-02-01422 | S-D | 30 | 290
03-02-01423 | S-D | 22 | 350
03-02-01424 | S-D | 15 | 410
03-02-01425 | S-D | 11 | 180
03-02-01426 | DOL | 8 | 160
03-02-01427 | DOL | 6 | 260
03-02-01428 | S-R (5 STAGE) WITH IMPEDANCE | 1100 | 10
03-02-01429 | S-R (5 STAGE) WITH IMPEDANCE | 1300 | 2
03-02-01430 | S-D | 1000 | 2
| TOTAL |  | 4150
SECTION - 64 -
A-CABLES
High tension cables , low tension cables and control cables according to the specification and quantity below :-
Code | Cable size (mm2) | Length (m.l.)
03-02-01431 | 2 * 1.5 | 8500
03-02-01432 | 4 * 1.5 | 5500
03-02-01433 | 4 * 2.5 | 23500
03-02-01434 | 4 * 4 | 20 000
03-02-01435 | 4 * 6 | 34000
03-02-01436 | 4 * 10 | 27000
03-02-01437 | 4 * 16 | 23000
03-02-01438 | 3 * 25 + 16 | 16000
03-02-01439 | 3 * 35 + 16 | 26000
03-02-01440 | 3 * 50 + 25 | 20000
03-02-01441 | 3 * 70 + 35 | 13000
03-02-01442 | 3 * 95 + 50 | 14000
03-02-01443 | 3 * 120 + 40 | 10000
03-02-01444 | 3 * 150 + 70 | 10000
03-02-01445 | 3 * 185 + 70 | 4000
03-02-01446 | 3 * 240 + 120 | 14000
03-02-01447 | 3 * 300 +150 | 12000
03-02-01448 | 1* 300 | 8000
03-02-01449 | 1* 400 | 8000
03-02-01450 | 1* 500 | 8000
03-02-01451 | 3 * 150 H.T (11)KV | 2000
TOTAL |  | 306500
B:- Control Cables
Code | Cable size (mm2) | Length (m.l.)
03-02-01452 | 7 * 1.5 | 1000
03-02-01453 | 27 * 1.5 | 1200
03-02-01454 | 50* 1.5 | 1100
TOTAL |  | 3300
Fuses
Code | Gov. Name | Project Name | Rating (A) | Type | Qty
03-02-01455 | Thiqar | Nassseria sewage | 10 | bottel | 140
03-02-01456 |  |  | 15 | bottel | 145
03-02-01457 |  |  | 20 | bottel | 140
03-02-01458 |  |  | 25 | bottel | 140
03-02-01459 |  |  | 50 | bottel | 140
03-02-01460 |  |  | 15 | catriadge | 140
03-02-01461 |  |  | 20 | catriadge | 145
03-02-01462 |  |  | 25 | catriadge | 150
03-02-01463 |  |  | 45 | catriadge | 145
03-02-01464 |  |  | 50 | catriadge | 150
03-02-01465 |  |  | 100 | catriadge | 140
03-02-01466 |  |  | 250 | catriadge | 150
03-02-01467 |  | Al-Iskan Sewage | 5 | bottel | 130
03-02-01468 |  |  | 10 | bottel | 140
03-02-01469 |  |  | 15 | bottel | 145
03-02-01470 |  |  | 20 | bottel | 140
03-02-01471 |  |  | 25 | bottel | 150
03-02-01472 |  |  | 50 | bottel | 150
03-02-01473 |  |  | 15 | catriadge | 145
03-02-01474 |  |  | 20 | catriadge | 150
03-02-01475 |  |  | 25 | catriadge | 145
03-02-01476 |  |  | 45 | catriadge | 150
03-02-01477 |  |  | 50 | catriadge | 150
03-02-01478 |  |  | 100 | catriadge | 150
03-02-01479 |  |  | 250 | catriadge | 150
03-02-01480 |  |  | 400 | catriadge | 150
03-02-01481 |  |  | 500 | catriadge | 145
03-02-01482 |  |  | 500 | bottel | 150
03-02-01483 |  |  | 400 | bottel | 150
03-02-01484 |  |  | 300 | bottel | 150
03-02-01485 | Baghdad |  | 100 | catriadge | 100
03-02-01486 |  |  | 160 | catriadge | 100
03-02-01487 |  |  | 200 | catriadge | 100
03-02-01488 | Qadisyia |  | 500 | catriadge | 100
03-02-01489 |  |  | 400 | catriadge | 150
03-02-01490 |  |  | 200 | catriadge | 300
TOTAL |  |  |  |  | 5245
terminal ( Lug)
Code | Size (mm) | Qty
03-02-01491 | 10 | 1000
| 16 | 1000
| 25 | 1000
| 35 | 1000
| 50 | 1000
| 70 | 1000
| 95 | 1000
| 120 | 1000
| 150 | 1000
| 185 | 1000
| 200 | 1000
| 240 | 1000
| 300 | 1500
| 400 | 1500
| 500 | 1500
| 630 | 1500
TOTAL |  | 18000
section - 65-
Laberatory testing chemical naterial & equipment
Code | Description |  |  |  | Qty
03-02-01492 | Basket , round with handle , plastic coated wire, 180 mm diameter x 160mm high |  |  |  | 50
03-02-01493 | Bottle , flat sides , with aluminum screw cap , capacity ~ 200ml |  |  |  | 500
03-02-01494 | Bottle , Mc cartney , capacity 28 ml |  |  |  | 200
03-02-01495 | Diphram pump for gases and liquids with staples mechanical speed adjustment , to deliver air approx 300 -1200 ml/min |  |  |  | 2
03-02-01496 | Filter paper , 150 mm dia , whatmen 42 |  |  |  | 200 packs
03-02-01497 | Kohlransch volumetric fiask with widened neck .volume 50 ml |  |  |  | 200
03-02-01498 | Laboratory conductivity meter range 0.0 to 10000 ms |  |  |  | 30
03-02-01499 | Conductivity cell for above meter , k >= 1 |  |  |  | 60
03-02-01500 | Laboratory ph meter , accuracy + 0.01 ph |  |  |  | 60
03-02-01501 | Combination electrod for above ph -meter |  |  |  | 100
03-02-01502 | Petri dish strelizing box 175 × 120 mm dia stainless steel |  |  |  | 50
03-02-01503 | Silicon grease , low & medium viscosity |  |  |  | 20 tubes each
03-02-01504 | Pipette sterilizing box , universal 65 mm dia for storage & sterilizing of pipette up to 420 mm long |  |  |  | 50
03-02-01505 | Transformer, voltage output 1-12v in variable steps(including 3,4,5,6, 9 and 12 v) AC & DC current output 6 A, input 220v, 50hz, AC . |  |  |  | 2
03-02-01506 | Water bath , 6 openings of 90 mm dia , stainless steel, removable cover . |  |  |  | 8
03-02-01507 | Water bath , with cover , for bacteriological purpose stainless steel temperature control ~ 15 litre capacity , with necessary test tube racks. |  |  |  | 6
03-02-01508 | Water distiling apparatuse , all glass , 2-4 litrel hour distillate conductivity > 2 ms /cm |  |  |  | 15
03-02-01509 | Nessler, Lovibond BDH , with all necessary discs regents for determinatior FE, Mn , No3 , NH4 , No2 color in water |  |  |  | 15
03-02-01510 | Balance electronic capacity 160 g , precession +- 0.05 mg |  |  |  | 6
03-02-01511 | Balance electronic capacity 2 kg , precession +- 0.19 |  |  |  | 15
03-02-01512 | Autoclave , vertical , ~ 30 litre capacity , with all necessary accessories & spare parts |  |  |  | 6
03-02-01513 | Spectrophotometer , UV/ VIS , 155 -1000 mm with necessary cells & other accessories and spare parts |  |  |  | 6
03-02-01514 | Over drying capacity 40- 60 litre , temperature up to 250C |  |  |  | 5
03-02-01515 | Hot air sterilizer double door up to 250 C , capacity <= 12 litre working volume , with time switch up to 2 hours |  |  |  | 3
03-02-01516 | Incubator , temperature up to 70 C , double door working volume <= 30 litre |  |  |  | 6
03-02-01517 | BOD measure set , 6 sample bottles for manomatric BOD measurement in thermobox 20 C with all necessary bottles& other accessories . |  |  |  | 8
03-02-01518 | COD measure set , including 4 series flask heaters with all necessary glassware including round botton flasks 250 ml with suitable condensers. |  |  |  | 8
03-02-01519 | Furnace , muffle , temperature up to 1100 C , 3-5 litre working capacity. |  |  |  | 3
03-02-01520 | Jar - tester , with 6 – mechanical stirrers , rpm regulator 0-200 rpm with necessary beaker & spare parts including drive belts. |  |  |  | 15
03-02-01521 | Bottle , eagent , clear glass , autoclavable with glass cover , narrow neck capacity 250 ml |  |  |  | 2000
03-02-01522 | Thermometer pocket mercury 10 to 50 C |  |  |  | 50
03-02-01523 | Conical flask wide neck pyrex capacity 250ml |  |  |  | 500
03-02-01524 | Conical flask wide neck pyrex capacity 500ml |  |  |  | 200
03-02-01525 | Volumetric flask, class B , with stopper , capacity 50 ml |  |  |  | 100
03-02-01526 | Volumetric pipette class B , capacity 2 ml |  |  |  | 60
03-02-01527 | Graduated pipette class B , capacity 10 ml |  |  |  | 250
03-02-01528 | Graduated pipette class B , capacity 1 ml |  |  |  | 100
03-02-01529 | Test - tubes , soda line glass , 20 x 180 mm |  |  |  | 2000
CHEMICALS
03-02-01530 | Ammonia Solution |  |  |  | 100 lit
03-02-01531 | Ammonium Acetate
03-02-01532 | Barium chloride
03-02-01533 | Chloro form |  |  |  | 50 lit
03-02-01534 | Endo Agar |  |  |  | 5 kg
03-02-01535 | Etheleyline diamine tetra acetic acid , No.
03-02-01536 | Hydrochloric acid , conc .
03-02-01537 | Ethyl Alcohol
03-02-01538 | Mac conkey Agar |  |  |  | 5 kg
03-02-01539 | Mac conkey Broth |  |  |  | 200 kg
03-02-01540 | Nuterient Agar |  |  |  | 50 kg
03-02-01541 | Plate count Agar |  |  |  | 5 kg
03-02-01542 | Pota ssium Hydroxide |  |  |  | 10 kg
03-02-01543 | Pota ssium Ferrocynate |  |  |  | 2 kg
03-02-01544 | Silver nitrate |  |  |  | 5 kg
03-02-01545 | Sulphuric Acid , conc |  |  |  | 50 lit
03-02-01546 | silver sulphate |  |  |  | 5 kg
03-02-01547 | O -Tolidine , hcl |  |  |  | 5 kg
Section ( 66)
Flow Rate Measuring Equipment
Code No. | Description |  |  |  | Qty.
03-02-01548 | a. Flow rate measuring equipment for water supply projectes |  |  |  | 200
| b. Ditto for house connection |  |  |  | 2000000
| TOTAL |  |  |  | 2000200
SECTION - 67 -
SEWAGE COMPACT UNIT
Code | Project Name |  |  | Qty
03-02-01549 | (Sewage Compact Units for 10000 population |  |  | 100
03-02-01550 | (Sewage Compact Units for 20000 population |  |  | 100
03-02-01551 | (Sewage Compact Units for 50000 population |  |  | 100
|  | Total |  | 300
Section ( 68)
Bore Hole Drilling And Maintenance Machine
Code No. | Description | Qty.
03-02-01552 | A- Bore Hole Drilling Machine | 15
| B- Bore Hole Maintenance Machine | 15
| total | 30
SECTION - 69 -
Spare parts for chlorinators
Code | Description | Qty
03-02-01553 | Spare parts for chlorinators | L.S
Section -70 -
Electric Motors
Code | Gov name | Project Name | KW | r.p.m | Type | Qty
03-02-01554 | Wasit | 1/ 4 million gallon C.U | 30 | 1500 | S.C | 10
03-02-01555 | Muothana | Rumaitha W.T.P | 5.5 | 1500 | V.S.C | 15
03-02-01556 | = | Rumaitha W.T.P * | 0.15 | 1180 | S.C | 6
03-02-01557 | Basrah | Karma C.U (1) | 0.55 | 2900 | V.S.C | 12
03-02-01558 | = | R.O / W.P.S | 160 | 1500 | S.C | 3
03-02-01559 | = | Karma C.U (2) | 0.37 | 2900 | V.S.C | 4
03-02-01560 | = | Kore -Al-Zber W.T.P | 18.5 | 2930 | S.C | 10
03-02-01561 | = | Kore -Al-Zber W.T.P | 4 | 1500 | V.S.C | 6
03-02-01562 | = | Kore -Al-Zber W.T.P | 0.55 | 1500 | V.S.C | 3
03-02-01563 | = | Kore -Al-Zber W.T.P | 1.1 | 1500 | V.S.C | 2
03-02-01564 | = | Al-Mudina W.T.P | 45 | 1500 | S.C | 6
03-02-01565 | = | Compact Unite | 55 | 1500 | S.C | 42
03-02-01566 | = | R.O / W.P.S | 315 | 1500 | S.C | 9
03-02-01567 | = | R.O / W.P.S | 220 | 1500 | S.C | 4
03-02-01568 | = | AQUA C.U. | 7.5 | 1500 | S.C | 25
03-02-01569 | = | (25) million Project | 18.5 | 1500 | S.C | 25
03-02-01570 | Missan | Unified W.T.P | 120 | 1500 | S.C | 8
03-02-01571 | = | Unified W.T.P | 90 | 1500 | S.C | 8
03-02-01572 | = | 1/ 4 million gallon C.U | 18.5 | 1500 | S.C | 20
03-02-01573 | = | 1/ 4 million gallon C.U | 45 | 1500 | S.C | 20
03-02-01574 | = | Unified Project | 37.5 | 1000 | S.C | 8
03-02-01575 | = | Al-Rafidan W.T.P | 37.5 | 1500 | S.C | 8
03-02-01576 | = | Raw Water B.S | 150 | 750 | S.C | 4
03-02-01577 | Diala | Baquba W.T.P | 185 | 1500 | S.C | 10
03-02-01578 | = | Baquba W.T.P | 110 | 1500 | S.C | 10
03-02-01579 | = | Baquba W.T.P | 90 | 1500 | S.C | 10
03-02-01580 | = | Baquba W.T.P | 75 | 1500 | S.C | 10
03-02-01581 | = | Baquba W.T.P | 55 | 1500 | S.C | 10
03-02-01582 | = | Baquba W.T.P | 37 | 1500 | S.C | 10
03-02-01583 | = | Baquba W.T.P | 15 | 1000 | S.C | 10
03-02-01584 | = | Kanaan W.T.P | 30 | 1000 | S.C | 4
03-02-01585 | = | Kanaan W.T.P | 7.5 | 1400 | S.C | 4
03-02-01586 | = | Baldroz | 6 | 1000 | S.C | 12
03-02-01587 | = | Al-Khalis * | 1.5 | 1500 | S.C | 4
03-02-01588 | = | Baldroz | 3 | 1000 | V.S.C | 6
03-02-01589 | = | Al-Saadiya W.T.P * | 3.5 | 1000 | S.C | 1
03-02-01590 | = | Kan Beni - Saad * | 2 | 1000 | S.C | 6
03-02-01591 | = | Kan Beni - Saad * | 4 | 1000 | V.S.C | 10
03-02-01592 | = | Kan Beni - Saad * | 5 | 1000 | V.S.C | 4
03-02-01593 | = | Jalawla W.T.P | 1 | 1500 | S.C | 4
03-02-01594 | = | Jalawla W.T.P | 59 | 1500 | S.C | 6
03-02-01595 | Nenewa | Motor for electric Valve | 0.34 | 1350 | S.C | 50
03-02-01596 | Nenewa | Motor for electric Valve | 0.55 | 900 | S.C | 25
03-02-01597 | = | Motor for electric Valve | 0.27 | 900 | S.C | 20
03-02-01598 | = | Motor for electric Valve | 0.13 | 1400 | S.C | 20
03-02-01599 | = | Motor for electric Valve | 0.18 | 1400 | S.C | 20
03-02-01600 | = | Mousal Right Bank W.T.P * | 510 | 1500 | S.C | 20
03-02-01601 | = |  | 510 | 1500 | S.C | 20
03-02-01602 | = |  | 250 | 1500 | S.C | 15
03-02-01603 | = |  | 200 | 1500 | S.C | 15
03-02-01604 | = |  | 185 | 1500 | S.C | 20
03-02-01605 | = |  | 160 | 1500 | S.C | 20
03-02-01606 | = |  | 120 | 1500 | S.C | 20
03-02-01607 | = |  | 100 | 1500 | S.C | 20
03-02-01608 | = |  | 75 | 1500 | S.C | 20
03-02-01609 | = |  | 50 | 1500 | S.C | 20
03-02-01610 | = |  | 37.5 | 1500 | S.C | 25
03-02-01611 | = |  | 25 | 1500 | S.C | 25
03-02-01612 | = |  | 18.5 | 1500 | S.C | 30
03-02-01613 | = |  | 12.5 | 1500 | S.C | 30
03-02-01614 | = |  | 7.5 | 1500 | S.C | 30
03-02-01615 | Tameem | Bor –holles (submersible) | 15 | 3000 | V.S.C | 15
03-02-01616 | = | Bor –holles (submersible) | 22 | 3000 | V.S.C | 10
03-02-01617 | Salaheldeen | Bafaq C.U * | 3 | 3000 | S.C | 150
03-02-01618 | = | Al-Shirqad W.T.P | 75 | 1500 | S.C | 10
03-02-01619 | = | Al-Shirqad W.T.P | 37.5 | 1500 | S.C | 10
03-02-01620 | = | Al-Shirqad W.T.P | 18.5 | 1500 | S.C | 8
03-02-01621 | = | Old Al-Shirqad W.T.P | 15 | 1500 | S.C | 10
03-02-01622 | = | Old Al-Shirqad W.T.P | 11 | 1500 | S.C | 10
03-02-01623 | = | Old Al-Shirqad W.T.P | 7.5 | 1500 | S.C | 10
03-02-01624 | = | Talol Al-Baaj | 160 | 3000 | S.C | 8
03-02-01625 | = | Al-Jarnaf C.U. | 60 | 1500 | S.C | 8
03-02-01626 | = | Al-Shirqad No. (2) | 22 | 1500 | S.C | 10
03-02-01627 | = | Baaja C.U. | 18.5 | 1500 | S.C | 10
03-02-01628 | = | Al-Shirqad No. (2) | 15 | 1500 | S.C | 10
03-02-01629 | = | Bafaq C.U. in Al-Dor * | 3 | 3000 | S.C | 20
03-02-01630 | Baghdad | Al-Rashedya w.t.p forscraper * | 1.5 | 1500 | S.C | 6
03-02-01631 | Najaf | Sewage Project | 5.5 | 1500 | V.S.C | 10
03-02-01632 | = | Sewage Project | 7.5 | 1500 | V.S.C | 10
03-02-01633 | Qadissia | Diwanyah W.T.P | 90 | 1500 | S.C | 15
03-02-01634 | = | Diwanyah W.T.P | 250 | 1500 | S.C | 10
03-02-01635 | = | Diwanyah W.T.P | 75 | 1500 | S.C | 15
03-02-01636 | = | 1/ 4 million gallon C.U | 18.5 | 3000 | S.C | 20
03-02-01637 | Qadissia | Diwanyah W.T.P | 5.5 | 1500 | S.C | 10
03-02-01638 | = | Diwanyah W.T.P | 11 | 1500 | S.C | 20
03-02-01639 | = | Diwanyah W.T.P | 2.2 | 1000 | V.S.C | 4
03-02-01640 | = | Sewage Project | 45 | 1500 | V.S.C | 10
03-02-01641 | Qadissia | Sewage Project | 1.1 | 1500 | V.S.C | 2
03-02-01642 | = | Diwanyah B.S | 7.5 | 1500 | S.C | 10
03-02-01643 | = | Diwanyah W.T.P | 45 | 1500 | V.S.C | 10
03-02-01644 | Anbar | west desert (B4) | 670 | 1500 | S.R | 10 pcs
03-02-01645 | = | west desert (all pump station) | 540 | 1500 | S.R | 15
03-02-01646 | = | west desert (A1) | 450 | 1500 | V.S.C | 4
03-02-01647 | = | west desert (T.P) | 100 | 1500 | S.C | 8
03-02-01648 | = | west desert (T.P) / P.S | 11 | 1500 | S.C | 20
03-02-01649 | = | west desert (B6) | 380 | 1500 | S.C | 8
03-02-01650 | = | west desert (T.P) | 7.5 | 3000 | S.C | 10
03-02-01651 | = | west desert (B) | 160 | 1500 | S.C | 8
1370
* THE MOTOR MUST BE WITH FLANGE .
SECTION -71 -
Cleaning Equipment
Code | Description |  |  |  | Qty.
03-02-01652 | High tensile heavy duty steel kane rods fitted with two-way lock fast cadmium plated case hardened steel ferrules (2) m long for cleaning sewer pipes of up to (500) mm |  |  |  | 10000 No.
03-02-01653 | Locking spanner (double ended) to be used for the above mentioned rods |  |  |  | 600 =
03-02-01654 | Ratchel for hand rotation of the rods for (10) mm rod |  |  |  | 300 =
03-02-01655 | Socket for steel kan (10) mm rod connection |  |  |  | 2500 =
03-02-01656 | Socket holder for (10) mm rods |  |  |  | 450 =
03-02-01657 | Rod gripper for the rods |  |  |  | 300 =
03-02-01658 | Rotating handle for the rods |  |  |  | 300 =
03-02-01659 | Universal rollers for the steel kan rod |  |  |  | 300 =
03-02-01660 | Wheeled tool carrier for the steel kan rods |  |  |  | 150 =
03-02-01661 | Pointed spearhead for rods |  |  |  | 300 =
03-02-01662 | Chisels for (10) mm rods |  |  |  | 600 =
03-02-01663 | Drawing eye (for drawing rope or cable through drains or conduits) for steel kane rods |  |  |  | 600 =
03-02-01664 | Single worm screws for cleaning blockage suitable for pipes of diameter(100-300) mm |  |  |  | 300 =
03-02-01665 | Auger root cutter suitable for cleaning root blockage in pipes of : (140) mm and |  |  |  | 300 =
| (215) mm |  |  |  | 300 =
03-02-01666 | Crown root cutter suitable for cleaning pipe blockage (dual purpose, i.e. silt breaker or fibrous root cutter):(140) mm and,( 215) mm . |  |  |  | 300 =
300 =
03-02-01667 | Heavy duty PVC gloves size (10.5”), incorporating PVC granules on the palm and fingers to give high resistance to abrasion. |  |  |  | 1000 Pairs
| Heavy duty PVC gloves standard chrome leather for general purpose size 10.5” |  |  |  | 1000 Pairs
03-02-01668 | Rubber PVC (10-12) boots |  |  |  | 1200
03-02-01669 | Face mask with filters giving acid cases |  |  |  | 450
03-02-01670 | Viking diving suits complete with breathing equipment and charged cylinder 13.6 kg for use with 1200 Ltr. Cylinders |  |  |  | 300
03-02-01671 | Semperit sewerage flushing hose type IK 15 with 8 BR tupe braided textile reinforcement and NR/BR cover nom ID - 25 mm, nom OD - 39 mm, standard length 120 m operating pressure 150 bar, 95 kg/m and Nossels 1” dia. |  |  |  | 1200 m.l
1200 no.
03-02-01672 | Mobile Water pump operated by benzin engine delivery diameter 2” q=60m3/hr,h= 15m |  |  |  | 200 No.
Section - 72 -
Wire Winding For Motor
Code | Standard wire guage | Size (mm) | Qty (ton)
03-02-01673 | 32 | 0.28 | 10
03-02-01674 | 31 | 0.29 | 10
03-02-01675 | 30 | 0.31 | 10
03-02-01676 | 29 | 0.35 | 10
03-02-01677 | 28 | 0.38 | 10
03-02-01678 | 27 | 0.43 | 10
03-02-01679 | 26 | 0.47 | 10
03-02-01680 | 25.5 | 0.48 | 10
03-02-01681 | 25 | 0.5 | 10
03-02-01682 | 24.5 | 0.54 | 10
03-02-01683 | 24 | 0.56 | 10
03-02-01684 | 23 | 0.61 | 10
03-02-01685 | 22 | 0.71 | 10
03-02-01686 | 21.5 | 0.75 | 10
03-02-01687 | 21 | 0.81 | 20
03-02-01688 | 20 | 0.9 | 20
03-02-01689 | 19.5 | 0.95 | 20
03-02-01690 | 19 | 1 | 20
03-02-01691 | 18.5 | 1.12 | 20
03-02-01692 | 18 | 1.2 | 20
03-02-01693 | 17.5 | 1.3 | 20
03-02-01694 | 17 | 1.4 | 20
| TOTAL |  | 300
SECTION 73
Strainers
Code | Description |  | Qty NO.
03-02-01695 | Flanged Strainer complete withfoot valve :-
| a- ( 100 ) mm dia |  | 250
| b- ( 150 )mm dia |  | 350
| c- ( 200 ) mm dia |  | 500
| d- ( 250 ) mm dia |  | 500
| e- ( 300 ) mm dia |  | 500
| f- ( 350 ) mm dia |  | 500
| g- ( 400 ) mm dia |  | 500
| h- ( 450 ) mm dia |  | 500
| i- ( 500 ) mm dia |  | 500
| j- (600 ) mm dia |  | 300
| k- (700 ) mm dia |  | 100
| Total |  | 4500
SECTION 74
Valves
Code | Description |  |  |  | Qty NO.
03-02-01696 | Double flanged butterfly valves with flanged socket & spigot pieces, complete :-
| a- 1200 mm. dia. |  |  |  | 200
| b- 1000 mm. dia. |  |  |  | 200
| c- 900 mm. dia. |  |  |  | 200
| d- 800 mm. dia. |  |  |  | 250
| e- 700 mm. dia. |  |  |  | 200
| f- 600 mm. dia. |  |  |  | 300
| g- 500 mm. dia. |  |  |  | 600
| h- 450 mm. dia |  |  |  | 600
| I- 400 mm. dia |  |  |  | 600
| j- 350 mm. dia |  |  |  | 600
| k-300 mm. dia |  |  |  | 800
03-02-01697 | Double flanged gate valves complete with flanged socket & spigot pieces, as below :-
| a- 450 mm. dia. |  |  |  | 400
| b- 400 mm. dia. |  |  |  | 600
| c- 350 mm. dia. |  |  |  | 400
| d- 300 mm. dia. |  |  |  | 800
| e- 250 mm .dia. |  |  |  | 700
| f- 200 mm .dia. |  |  |  | 600
| g- 150 mm .dia. |  |  |  | 600
| k- 100 mm. dia. |  |  |  | 800
03-02-01698 | Double flanged (Non- retern )valves complete with flanged socket & spigot pieces :-
| a-1200 mm dia |  |  |  | 50
| b- 1000 mm dia |  |  |  | 50
| a- 900 mm. dia. |  |  |  | 100
| c- 800 mm. dia. |  |  |  | 100
| d- 700 mm. dia. |  |  |  | 100
| e- 600 mm. dia. |  |  |  | 150
| f- 500 mm .dia. |  |  |  | 200
| g- 450 mm .dia. |  |  |  | 250
| h- 400 mm .dia. |  |  |  | 250
| l- 350 mm. dia. |  |  |  | 400
| j- 300 mm. dia. |  |  |  | 400
| k- 250 mm. dia. |  |  |  | 500
| i- 150 mm. dia |  |  |  | 500
| m- 100 mm. dia. |  |  |  | 500
03-02-01699 | Mechanical floot valves complete :-
| a- 700 mm dia |  |  |  | 100
| b- 600 mm dia |  |  |  | 100
| c- 500 mm dia |  |  |  | 100
| d- 400 mm dia |  |  |  | 100
| e- 300 mm. dia. |  |  |  | 100
| f- 250 mm. dia. |  |  |  | 100
| g- 200 mm. dia. |  |  |  | 200
| h- 150 mm. dia. |  |  |  | 200
| i- 100 mm. dia |  |  |  | 200
03-02-01700 | Double kynatic air valves complete with surfaca box :-
| - 100 mm dia |  |  |  | 550
Total
Section - 75 -
Electric Over Head Travelling Crane
Code | Capacity (ton) | Clear Width Of Pumping Room (m) | Length Of Pumping Room (m) | Center To Center Of Column (m) | Dimension of Bracket (m) | Height from bracket to F.F.L (m) | Quantity (no) | Price (C.I.F)
03-02-01701 | 5 | 8.5 | 21 | 3.5 | 0.3× 0.5 0.3 IS THE WIDTH OF CO. | 5 | 10
03-02-01702 | 5 | 8.5 | 21 | 3.5 | 0.3× 0.5 | 9 | 10
| TOTAL | [5 empty] | 20
SECTION - 76-
Bor holes Pumps
Code | Gov. Name | Project Name | Q (m2/hr) | H (m) | Qty
03-02-01703 | Nenewa | Al-Baaja W.T.P | 25 | 127 | 30
03-02-01704 | = | Rabiaa W.T.P | 25 | 127 | 30
03-02-01705 | = | Singar W.T.P | 25 | 200 | 30
03-02-01706 | = | Shikhan W.T.P | 25 | 200 | 30
03-02-01707 | Salahdeen | Brauagly W.T.P | 50 | 132 | 50
03-02-01708 | = | Brauagly W.T.P | 50 | 40 | 20
03-02-01709 | Anbar | Ruthba well Al-Nakhab | 25 | 250 | 30
03-02-01710 | = | Al-Walled well | 25 | 400 | 30
03-02-01711 | Mouthana | Al-salman | 32 | 150 | 30
03-02-01712 | = | Al-salman | 28 | 130 | 30
03-02-01713 | = | BSAIA WELL | 35 | 200 | 30
03-02-01714 | Tameem |  | 50 | 150 | 100
03-02-01715 | Diala |  | 50 | 150 | 100
| total |  |  |  | 540
Section - 77 -
Air Blowers
Code | Capacity (m3/h) | Head (m) | Qty
03-02-01716 | 1600 | 10 | 26
03-02-01717 | 800 | 10 | 27
03-02-01718 | 600 | 10 | 28
03-02-01719 | 300 | 10 | 26
03-02-01720 | 400 | 10 | 26
03-02-01721 | 250 | 10 | 22
03-02-01722 | 200 | 10 | 27
03-02-01723 | 100 | 10 | 18
TOTAL |  |  | 200
SECTION - 78 -
Horizontal End -suction Pump
for compact unite
Code | Q m3/h | H m | Qty | Motor Type | R.P.M
03-02-01724 | 60 | 20 | 350 | S.C | 1500
03-02-01725 | 60 | 50 | 350 | S.C | 1500
03-02-01726 | 60 | 60 | 243 | S.C | 1500
03-02-01727 | 250 | 20 | 140 | S.C | 1500
03-02-01728 | 14 | 35 | 1300 | S.C | 3000
03-02-01729 | 200 | 25 | 200 | S.C | 1500
03-02-01730 | 200 | 50 | 200 | S.C | 1500
03-02-01731 | 200 | 60 | 200 | S.C | 1500
03-02-01732 | 100 | 100 | 18 | S.C | 1500
03-02-01733 | 50 | 71 | 45 | S.C | 1500
03-02-01734 | 90 | 100 | 92 | S.C | 1500
03-02-01735 | 120 | 100 | 295 | S.C | 1500
03-02-01736 | 250 | 200 | 13 | S.C | 1500
03-02-01737 | 200 | 150 | 14 | S.C | 1500
03-02-01738 | 75 | 20 | 14 | S.C | 1500
03-02-01739 | 75 | 60 | 14 | S.C | 2900
03-02-01740 | 50 | 20 | 35 | S.C | 1500
03-02-01741 | 180 | 80 | 14 | S.C | 1500
03-02-01742 | 140 | 40 | 13 | S.C | 1500
03-02-01743 | 100 | 255 | 20 | S.L | 1500
03-02-01744 | 150 | 200 | 50 | S.L | 1500
TOTAL |  |  | 3620
Section - 79-
Sewage Submersible Pumps
Code | Capacity(m3/h) | Head(m) | Type of pump | Qty
03-02-01745 | 10 | 15 | Raw Water | 43
03-02-01746 | 100 | 25 | Sewage | 200
03-02-01747 | 200 | 25 | Raw Water | 170
03-02-01748 | 60 | 20 | Raw Water | 550
03-02-01749 | 300 | 20 | Sewage | 100
03-02-01750 | 150 | 20 | Raw Water | 100
03-02-01751 | 180 | 15 | Sewage | 20
03-02-01752 | 150 | 10 | Raw Water | 15
03-02-01753 | 900 | 20 | Sewage | 40
03-02-01754 | 80 | 20 | Sewage | 30
03-02-01755 | 70 | 20 | Raw Water | 60
03-02-01756 | 400 | 20 | Sewage | 75
03-02-01757 | 400 | 45 | Raw Water | 20
03-02-01758 | 20 | 15 | Raw Water | 186
03-02-01759 | 15 | 20 | Raw Water | 75
03-02-01760 | 800 | 25 | Sewage | 40
03-02-01761 | 14 | 35 | Raw Water | 54
03-02-01762 | 250 | 20 | Sewage | 124
03-02-01763 | 120 | 20 | Raw Water | 47
03-02-01764 | 2200 | 40 | Raw Water | 15
03-02-01765 | 1100 | 20 | Raw Water | 80
03-02-01766 | 600 | 20 | Sewage | 20
03-02-01767 | 500 | 20 | Sewage | 25
03-02-01768 | 35 | 15 | Raw Water | 57
03-02-01769 | 40 | 40 | Raw Water | 21
03-02-01770 | 60 | 40 | Raw Water | 23
03-02-01771 | 20 | 50 | Raw Water | 10
03-02-01772 | 500 | 50 | Sewage | 4
TOTAL |  |  |  | 2204
SECTION 80
Cesspool empiter tanker
Code | Description | Qty NO.
03-02-01773 | Cesspool empiter tanker | 500
Section - 81 -
Thermal Over Load
Code | Rating(A) | Qty
03-02-01774 | (480 - 510) | 90
03-02-01775 | (440-460) | 150
03-02-01776 | (240- 260) | 250
03-02-01777 | (190 - 220) | 100
03-02-01778 | (170- 200) | 100
03-02-01779 | (150-175) | 70
03-02-01780 | (140-160) | 200
03-02-01781 | (130- 150) | 100
03-02-01782 | (110-130) | 175
03-02-01783 | (105-125) | 150
03-02-01784 | (90 -110) | 300
03-02-01785 | (75- 105) | 350
03-02-01786 | (65- 80) | 70
03-02-01787 | (50- 70) | 380
03-02-01788 | (45 -57) | 60
03-02-01789 | (40 -80) | 200
03-02-01790 | (30 -50) | 300
03-02-01791 | (25 -35) | 150
03-02-01792 | (24 - 40) | 285
03-02-01793 | (20 - 60) | 100
03-02-01794 | (18 - 25) | 70
03-02-01795 | (15 -20) | 200
03-02-01796 | (9- 12) | 260
03-02-01797 | (3 - 6) | 200
03-02-01798 | (0.5 - 1.5) | 100
03-02-01799 | (0.4-1) | 150
TOTAL |  | 4560
Section - 82 -
Electrical And Mechanical Machine And Tools
Code | Description |  |  |  | Qty
03-02-01800 | Diesel Driven Welding Machine 40 H.P |  |  |  | 35
03-02-01801 | Portable A.C Welding Machine |  |  |  | 20
rated welding current (120-160) Amp.
03-02-01802 | Portable A.C Welding Machine |  |  |  | 40
rated welding current( 200-400) Amp. & Acetylene welding set machine .
03-02-01803 | Electro – pneumatic rotary hammers(5-14)mm |  |  |  | 60
03-02-01804 | Electro – pneumatic rotary hammers(5-25)mm |  |  |  | 60
03-02-01805 | Electro – pneumatic rotary hammers(10- 36)mm |  |  |  | 60
03-02-01806 | Angle Crinders duoble insulated ,automatic brush cut , side handle |  |  |  | 1500
03-02-01807 | Cut of machine and Tir for |  |  |  | L.S
03-02-01808 | Tool Bag |  |  |  | 300
03-02-01809 | electronic fault detectors for cable & hydraulic press machine for cable |  |  |  | 60
SECTION 83
Fitting for maintenance
Code | Description |  |  |  | Qty No.
03-02-01810 | Stainless steel repair clamps with rubber gasket and stainless steel bolts :-
| a- 600 mm. dia. |  |  |  | 1000
| b- 500 mm .dia. |  |  |  | 1000
| c- 450 mm .dia. |  |  |  | 1000
| d- 400 mm .dia. |  |  |  | 700
| e- 350 mm. dia. |  |  |  | 600
| f- 300 mm. dia. |  |  |  | 2000
| g- 250 mm. dia. |  |  |  | 3000
| h- 200 mm. dia. |  |  |  | 5000
| i- 150 mm. dia. |  |  |  | 5000
| j- 100 mm. dia. |  |  |  | 6000
03-02-01811 | Couplings (Expansion joint )flat end for steel pipes :-
| a- 800 mm. dia. |  |  |  | 150
| b- 600 mm .dia. |  |  |  | 150
| c- 500 mm .dia. |  |  |  | 200
| d- 450 mm .dia. |  |  |  | 200
| e- 400 mm. dia. |  |  |  | 200
| f- 350 mm. dia. |  |  |  | 300
| i- 300 mm. dia. |  |  |  | 300
| j- 250 mm. dia. |  |  |  | 300
| k- 200 mm. dia. |  |  |  | 300
| l- 150 mm. dia. |  |  |  | 300
03-02-01812 | Ductile iron express collars complete with rubber rings stainless steel bolts/nuts and washers as below :-
| a- 1000 mm. dia. |  |  |  | 500
| b- 900 mm. dia. |  |  |  | 500
| c- 800 mm. dia. |  |  |  | 500
| d- 700 mm. dia. |  |  |  | 500
| e- 600 mm. dia. |  |  |  | 500
| f- 500 mm .dia. |  |  |  | 600
| g- 450 mm .dia. |  |  |  | 600
| h- 400 mm .dia. |  |  |  | 600
| i- 350 mm. dia. |  |  |  | 750
| j- 300 mm. dia. |  |  |  | 750
| k- 250 mm. dia. |  |  |  | 800
| l- 200 mm. dia. |  |  |  | 1000
| m- 150 mm. dia. |  |  |  | 1000
| n- 100 mm. dia. |  |  |  | 1000
03-02-01813 | Couplings ( Expansion joint) flanged end for steel pipe :-
| a- 800 mm. dia. |  |  |  | 500
| b- 600 mm. dia. |  |  |  | 500
| c- 500 mm. dia. |  |  |  | 500
| d- 450 mm .dia. |  |  |  | 500
| e- 400 mm .dia. |  |  |  | 500
| f- 350 mm. dia. |  |  |  | 500
| g- 300 mm. dia. |  |  |  | 500
| h- 250 mm. dia |  |  |  | 500
| I- 200 mm. dia |  |  |  | 500
| j- 150 mm. dia |  |  |  | 500
SECTION 84
Circuit breaker
Code | Rabing( A ) | Qty
03-02-01814 | 10 | 1200
03-02-01815 | 16 | 480
03-02-01816 | 20 | 665
03-02-01817 | 25 | 890
03-02-01818 | 32 | 520
03-02-01819 | 40 | 900
03-02-01820 | 63 | 1840
03-02-01821 | 80 | 160
03-02-01822 | 100 | 1800
03-02-01823 | 150 | 700
03-02-01824 | 160 | 950
03-02-01825 | 200 | 1350
03-02-01826 | 250 | 1350
03-02-01827 | 300 | 150
03-02-01828 | 400 | 1100
03-02-01829 | 500 | 250
03-02-01830 | 630 | 700 | *
03-02-01831 | 800 | 200
03-02-01832 | 1000 | 450
03-02-01833 | 1250 | 150
03-02-01834 | 1600 | 110
03-02-01835 | 2000 | 25
03-02-01836 | 2500 | 180
03-02-01837 | 3200 | 25
03-02-01838 | 4000 | 10
03-02-01839 | 5000 | 5
| Total | 16160
* Note : (3) Circiut breaker of 630 A in (11) kv, ITL :- 16 kv
IMX :- 40 kv
SECTION 85
Cesspit jetting untis
Code | Description | Qty NO.
03-02-01840 | Cesspit jetting untis | 150
Section -86 -
Contactor
Code | Rating (A) | Voltage of coil (V) | Qty
03-02-01841 | 400 | SF6 (3.3kv) | 35
03-02-01842 | 700 | 380 | 600
03-02-01843 | 600 | 380 | 450
03-02-01844 | 450 | 380 | 450
03-02-01845 | 400 | 380 | 125
03-02-01846 | 330 | 380 | 150
03-02-01847 | 300 | 380 | 350
03-02-01848 | 210 | 380 | 150
03-02-01849 | 180 | 380 | 350
03-02-01850 | 150 | 380 | 300
03-02-01851 | 120 | 380 | 250
03-02-01852 | 100 | 380 | 280
03-02-01853 | 80 | 380 | 280
03-02-01854 | 63 | 380 | 280
03-02-01855 | 45 | 380 | 200
03-02-01856 | 20 | 380 | 200
03-02-01857 | 16 | 380 | 200
03-02-01858 | 630 | 220 | 180
03-02-01859 | 500 | 220 | 150
03-02-01860 | 450 | 220 | 200
03-02-01861 | 400 | 220 | 260
03-02-01862 | 350 | 220 | 300
03-02-01863 | 300 | 220 | 300
03-02-01864 | 280 | 220 | 150
03-02-01865 | 250 | 220 | 360
03-02-01866 | 225 | 220 | 270
03-02-01867 | 200 | 220 | 400
03-02-01868 | 180 | 220 | 300
03-02-01869 | 160 | 220 | 480
03-02-01870 | 150 | 220 | 1250
03-02-01871 | 125 | 220 | 750
03-02-01872 | 100 | 220 | 1000
03-02-01873 | 80 | 220 | 800
03-02-01874 | 63 | 220 | 1000
03-02-01875 | 50 | 220 | 700
03-02-01876 | 40 | 220 | 450
03-02-01877 | 30 | 220 | 500
03-02-01878 | 25 | 220 | 300
03-02-01879 | 20 | 220 | 500
03-02-01880 | 16 | 220 | 850
03-02-01881 | 10 | 220 | 450
TOTAL |  |  | 16350
Section (87)
Rescue Vehicles (SNORKLE)
Code No. | Description | Qty.
03-02-01882 | Rescue vehicles (SNORKLE) | 10
SECTION 88
SPare part & equipment for shelter
Code | Item | Description
03-02-01883 |  | Circuiation and cenrifngal pumps : | [7 empty] | Qty
|  | Items | kw | R.P.M | PH | V | H(m) | Qm3/ h | HZ
| 1 | Circulation pump | 0.25 | 2800 | 3 | 380 | - | 13-14 | 50 | 24
| 2 | Circulation pump | 1.1 | 1415 | 3 | 380 | - | 53-54 | 50 | 84
| 3 | Circulation pump | 2.2 | 1425 | 3 | 380 | - | 100 | 50 | 24
| 4 | Circulation pump | 4 | 2900 | 3 | 380 | 75 | 10 | 50 | 48
| 5 | Circulation pump | 7.5 | 2875 | 3 | 380 | 20 | 100 | 50 | 18
| 6 | Circulation pump | 0.37 | 2810 | 3 | 380 | 6.5 | 11 | 50 | 18
| 7 | Circulation pump | 3 | 2855 | 3 | 380 | 72 | 10 | 50 | 18
03-02-01884 |  | Compressed Air stution of air compressor with following specification | [7 empty] | 90
Max work pressure :- (10) bar
Normal pressure :- (7) bar
Flow rate :- (1.8) L/Sec At (7) bar
Quantiy :- (90) PCs
03-02-01885 |  | Circuit- Breaker :
|  | over loud rating A | Magnetic short circuit | Current A
| 1 | 950 - 1600 | - | 1600 | [5 empty] | 12
| 2 | 100 -160 | 1000 - 1900 | 160 | [5 empty] | 240
| 3 | 63 - 100 | 600 -1150 | 100 | [5 empty] | 50
| 4 | 63 - 100 | 260 - 500 | 40 | [5 empty] | 100
| 5 | 63 - 100 | 160 - 320 | 25 | [5 empty] | 100
| 6 | 2016-10-01 | 100 - 200 | 16 | [5 empty] | 100
03-02-01886 |  | Spare parts for Cummins diesel generator type NTA - 588 - G - BIG – CAM
| 1 | Water pump assy | [7 empty] | 48
| 2 | Goveror wood ward assy | [7 empty] | 24
| 3 | Starter assy | [7 empty] | 24
03-02-01887 |  | Semi hermetic reciprocating compresor
|  | No of cylinder | R.P.M | KW | PH | HZ | V. | Pressure (BAR)
Q m3/ s
| 1 | 4 | 1500 | 20.5 | 3 | 50 | 400 | 31 | 12,22,502 | 0.02 | 33
| 2 | 4 | 1500 | 29.3 | 3 | 50 | 400 | 31 | 12,22,502 | 0.03 | 66
SECTION 89
Wrecker Fixed on Vehicles and truck
Code | Description | Qty
03-02-01888 | a. Wrecker fixed on vehicles chassis (2 x 4) | 100
03-02-01889 | b. Wrecker fixed on vehicles chassis (6 x 4) | 100
| Total | 200
SECTION 90
SKY Lift
Code | Description | Qty
03-02-01890 | SKY Lift | 20
SECTION 91
POLYETHYLENE PIPES AND FITTINGS
Code | Description |  |  |  | Qty m.l
A- polyethylene pipes should be worksing under 12 bars pressure all pupes should db supplied to our stores in a form of pundles not than (30) m each quantities as follows :
NOMINAL SIZE
03-02-01891 | 1- 13 mm |  |  |  | 1500000
03-02-01892 | 2- 19 mm |  |  |  | 1000000
03-02-01893 | 3- 25 mm |  |  |  | 750000
03-02-01894 | 4- 37 mm |  |  |  | 300000
03-02-01895 | 5- 50 )mm |  |  |  | 300000
03-02-01896 | 6- 63 mm |  |  |  | 100000
B- UP.V.C sadldle :
03-02-01897 | -(90) mm dia with brass farrule suitable to connect paly athy line pipe maintioned in lten (a) anove of (13) mmdia |  |  |  | 30000
03-02-01898 | - Ditto but to connect (19)mm dia |  |  |  | 15000
03-02-01899 | - Ditto but to connect (25)mm dia |  |  |  | 10000
03-02-01900 | -(110) mm dia with brass farrule suitable to connect paly athy line pipe maintioned in lten (a) anove of (13) mmdia |  |  |  | 200000
03-02-01901 | - Ditto but to connect (19)mm dia |  |  |  | 100000
03-02-01902 | - Ditto but to connect (25)mm dia |  |  |  | 50000
03-02-01903 | - Ditto but to connect (37)mm dia |  |  |  | 30000
03-02-01904 | -(160) mm dia with brass farrule suitable to connect paly athy line pipe maintioned in lten (a) anove of (13) mmdia |  |  |  | 120000
03-02-01905 | - Ditto but to connect (19)mm dia |  |  |  | 700000
03-02-01906 | - Ditto but to connect (25)mm dia |  |  |  | 50000
03-02-01907 | - Ditto but to connect (37)mm dia |  |  |  | 30000
03-02-01908 | - Ditto but to connect (50)mm dia |  |  |  | 10000
03-02-01909 | -(225) mm dia with brass farrule suitable to connect paly athy line pipe maintioned in lten (a) anove of (13) mmdia |  |  |  | 100000
03-02-01910 | - Ditto but to connect (19)mm dia |  |  |  | 50000
03-02-01911 | - Ditto but to connect (25)mm dia |  |  |  | 30000
03-02-01912 | - Ditto but to connect (37)mm dia |  |  |  | 20000
03-02-01913 | - Ditto but to connect (50)mm dia |  |  |  | 10000
03-02-01914 | - Ditto but to connect (63)mm dia |  |  |  | 20000
03-02-01915 | C- Tapping tool complete with ratcet , (3) cutter for p.v.c , saddle adaptor, pipe adepter and partable tool bol with hexogen key and lever for tapping saddle branch dia as follows :
( 16 - 25 ) mm
| ( 32 - 40 )mm |  |  |  | 500
( 50 - 63 ) mm
SECTION 92
Cement Cylo Vehicles
Code | Description | Qty
03-02-01916 | Cement Cylo Vehicles | 50
SECTION –93-
Communication System
Code | Description | Qty
03-02-01917 | Wirless System HF Transceiver with accessories | 285
03-02-01918 | Switching Digital PABX 2000 Line with accessories | 1
03-02-01919 | Ditto 500 Line with accessories | 5
03-02-01920 | Ditto 200 Line with accessories | 22
03-02-01921 | Digital Key System with accessories | 270
03-02-01922 | Wirless Telephone with accessories | 20
SECTION –94-
Motor Cycle
Code | Description | Qty
03-02-01923 | Motor Cycle | 500
SECTION –95-
Rescue Boat
Code | Description | Qty
03-02-01924 | Rescue Boat | 50
Section (96)
Spare parts for asphalt factory
Code | Description | Qty
03-02-01925 | For Factory Capacity 100 ton /hr. | L.S
03-02-01926 | For Factory Capacity 50 ton /hr. | L.S
Section (97)
Road Sweeping Vehicle
Code | Description | Qty
03-02-01927 | Road Sweeping Vehicle | 150
Section (98)
Printing Machine and Reducer And enlarger drawing
Code | Description | Qty
03-02-01928 | Printing Machine and Reducer And enlarger drawing | 50
Section (99)
Equipment for keeping drawing
Code | Description | Qty
03-02-01929 | Equipment for keeping drawing | 50
Section (100)
Asbostos suit
Code | Description | Qty
03-02-01930 | Asbostos suit | 3000
Section ( 101)
Breathing Apparaches
Code | Description | Qty
03-02-01931 | Breathing Apparaches | 3000
Section ( 102)
Fire Man Helmet
Code | Description | Qty
03-02-01932 | Fire Man Helmet | 3000
Section ( 103)
Light Torch
Code | Description | Qty
03-02-01933 | Mechanical Light Torch | 500
03-02-01934 | Manual Torch | 500
Section ( 104)
Rescue Vehicle
Code | Description | Qty
03-02-01935 | Light Rescue Vehicle | 200
03-02-01936 | Heavy rescue vehicle | 200
Section ( 105)
Fire Fighting Vehicle for different puposes
Code | Description | Qty
03-02-01937 | Fire Fighting Vehicle for different puposes | 64
Section ( 106)
Supporting fire fighting vehicle
Code | Description | Qty
03-02-01938 | Supporting Fire Fighting Vehicle | 100
Section ( 107)
River fire fighting Boot
Code | Description | Qty
03-02-01939 | River Fire Fighting Boot | 15
Section ( 108)
Fire Extingushire
Code | Description | Qty
03-02-01940 | Fire Extingushire
| A. capacity 6 kg | 7500
| B. capacity 12 kg | 7500
Section ( 109)
Fire Fighting chemical powder
Code | Description | Qty
03-02-01941 | Fire Fighting chemical powder | 300 ton
Section ( 110)
Comunication station for fire fighting purposes
Code | Description | Qty
03-02-01942 | Comunication station for fire fighting purposes | 16
Section ( 111)
EARLY WARNING SIREN
SYSTEM
Code | Description | Qty
03-02-01943 | EARLY WARNING SIREN SYSTEM | 120
Section ( 112)
Lighting Vehicles
Code | Description | Qty
03-02-01944 | Lighting Vehicles | 64
Section ( 113)
Saloon Cars
Code | Description | Qty
03-02-01945 | Saloon Cars | 1000
SECTION 114
COMPUTERS / COMMUNICATION /GIS
SYSTEM COMPLETE WITH PRINTER AND ACCESSORIES
CODE | DISCRIPTION |  |  |  | QTY.
03-02-01946 | PENTIUM III |  |  |  | 938
03-02-01947 | MAIN SYSTEM PENTIUM III FILE SILVER |  |  |  | 73
03-02-01948 | WORK STATION PENTIUM III |  |  |  | 902
03-02-01949 | HUBS 8 PORT QUTLETT WITH CABLES AND CONNECTORS |  |  |  | 3
03-02-01950 | DATA SWITCH 5X1 PORT |  |  |  | 4
03-02-01951 | SPACIAL WHILE COMPUTER BOARD |  |  |  | 3
03-02-01952 | SVGA PROJECTOR |  |  |  | 10
03-02-01953 | PHOTO GRAPHIC CAMERA |  |  |  | 10
03-02-01954 | VIDO INPUT /OUTPUT INTERFACE |  |  |  | 10
03-02-01955 | HP LASER JET 8000 (COLOR) |  |  |  | 149
03-02-01956 | HP LASER JET 1100 (BLACK AND WHITE ) |  |  |  | 489
03-02-01957 | POWER SUPPLY (UPS) |  |  |  | 125
03-02-01958 | HP SCANNER |  |  |  | 120
03-02-01959 | SCANER A4 |  |  |  | 717
03-02-01960 | SCANER A0 |  |  |  | 2
03-02-01961 | PEN PLOTER |  |  |  | 40
03-02-01962 | JAZZ DRIVER |  |  |  | 91
03-02-01963 | ELECTRICAL TYPE WRITE ARABIC /ENGLISH |  |  |  | 170
03-02-01964 | FLOPPY DISK 3.5 H.D |  |  |  | 470 BOX
03-02-01965 | CD BLANK |  |  |  | 100 BOX
03-02-01966 | FANFORD PAPER |  |  |  | 120 BOX
03-02-01967 | UPS 1.5 –5 K.V.A BRAND NAME |  |  |  | 506
03-02-01968 | MODEM CARD ( EXTERNAL ) BRAND NAME |  |  |  | 135
03-02-01969 | NOTE BOOK PC |  |  |  | 109
03-02-01970 | SUPER MINI COMPUTER |  |  |  | 12
03-02-01971 | LINE PRINTER 2000 LPM A3 |  |  |  | 45
03-02-01972 | EPSON PRINTER DFX 8500 DOT MATRIX |  |  |  | 100
03-02-01973 | EPSON PRNTER LQ 2180 OR HIGHER |  |  |  | 709
03-02-01974 | COMPUTERRIZE TRANSMISSION STATION SYSTEM |  |  |  | 2
03-02-01975 | COMPUTERRIZE RECIVING UNITS |  |  |  | 10
03-02-01976 | SVGA SCREEN 1.5 M x 3M |  |  |  | 2
03-02-01977 | DIGITIZER(ACCUTAR )SURFACE LIT DIGITIZER |  |  |  | 2
03-02-01978 | EPSON (A0) LASER INK JET PRINTER |  |  |  | 5
03-02-01979 | EPSON (A0) MAP PLOTTER |  |  |  | 5
03-02-01980 | DIGITAL CAMMERA SONY MAUICA |  |  |  | 36
03-02-01981 | ID CARD BY PRE- PRINTER |  |  |  | 20 million
03-02-01982 | ELECTRICAL PAPER COTTER |  |  |  | 34
03-02-01983 | STANDARD CLEAR LAMINATION FILM |  |  |  | 20 million
03-02-01984 | LAMINATION WITH SPECIAL HOT STAMP |  |  |  | 100
03-02-01985 | ID CARD SYSTEM |  |  |  | 50
03-02-01986 | EQUIPMENT FOR FIXING NETWORK |  |  |  | 30 net work
03-02-01987 | COMPUTER MAKINTOSH UPDATE |  |  |  | 2
03-02-01988 | SWITCH HUB OF 100 BPS& 16PORT |  |  |  | 10
03-02-01989 | UTP LAN CABLE WITH ACCESSORIES |  |  |  | 3000M
03-02-01990 | VOLTAGE STABILISER 1000 VA |  |  |  | 100
03-02-01991 | SPECIAL DISK DRIVE 2.6GB |  |  |  | 2
03-02-01992 | ZIP DRIVE WITH( 30 ) MEDIA |  |  |  | 4
03-02-01993 | CD RECORDABLE( RE- WRITE) |  |  |  | 15
03-02-01994 | PIXEL VIEW CARD 8 MB 34 FLAT SCREEN TV WITH WALL STAND |  |  |  | 2
03-02-01995 | HEAVY DUTY COVER MACHINE |  |  |  | 20
03-02-01996 | WIRE LESS EUIPMENT FOR CARS H.VHF |  |  |  | 500
03-02-01997 | MANUAL WIRE LESS EQUIPMENT 5-45 H.VHF |  |  |  | 500
03-02-01998 | OFFICE WIRE LESS EQUIPMENT H.VHF |  |  |  | 100
03-02-01999 | ELECTRONIC EXCHANGER RATE 400+40 |  |  |  | 1
03-02-02000 | ELECTRONIC EXCHANGER RATE 100+10 |  |  |  | 20
03-02-02001 | FILES STORAGE EQUIPMENT TYPE CARDEX |  |  |  | 10
03-02-02002 | LAMINATORS WITH SPECIAL HOT STAMP |  |  |  | 100
03-02-02003 | LIVE SCANNER |  |  |  | 20
03-02-02004 | HPLASER JET 2100 8MB RAM |  |  |  | 6
03-02-02005 | EXTERNAL HARD DRIVE 500 GB ( MIRROR HARD) |  |  |  | 2
03-02-02006 | PAPER A3 CABROWIZE TO SHEET |  |  |  | 100 BOX
03-02-02007 | PAPER A3 SINGLE SHEET |  |  |  | 100 BOX
03-02-02008 | PAPER SHEETS ( ROLLS SIZE A0) 50 M EACH ROL |  |  |  | 50 BOX
03-02-02009 | CONTINUAS PAPER SINGLE SHEET |  |  |  | 50 BOX
03-02-02010 | GPS DEVICES |  |  |  | 1000
03-02-02011 | TRANSMITTER DEVICES |  |  |  | 1000
03-02-02012 | RECEIVERS DEVICES |  |  |  | 20
03-02-02013 | WRITE PAPER A4 80 GRAM/M2 |  |  |  | 500 BOX
03-02-02014 | PAPER SERIES CARBONIZE TO SHEET |  |  |  | 150 BOX
03-02-02015 | WIERLESS SECURITY MONITORING SYSTEM |  |  |  | 1
Section ( 115)
Wireless Control System
Code | Description |  | Qty
03-02-02016 | Wirless Control System (10) VHF Channel |  | 10
03-02-02017 | Wirless equipment for cars H.VHF |  | 500
03-02-02018 | Manual Wirless equipment S.N 5H.VHF |  | 500
03-02-02019 | Table Wirless equipment H.VHF |  | 100
Section ( 116)
Electronic Operator
Code | Description |  | Qty
03-02-02020 | Electronic Operator capacity 400 + 40 |  | 1
03-02-02021 | Electronic Operator capacity 100 + 10 |  | 20
Section ( 117)
Iron equipment for keeping document
Code | Description |  | Qty
03-02-02022 | Iron Equipment For Keeping Document Type Kaodiks capacity 15000 file for one storage |  | 10
Section ( 118)
Cooling siplite unit equipment
Code | Description |  | Qty
03-02-02023 | Cooling siplite unit equipment 2400 B.T.U |  | 20
SECTION (119)
Vacumme Loader for using
in the sewer system
Code | Description |  | Qty
03-02-02024 | Vacumme Loader for using in the sewer system |  | 50
Section ( 120)
Small Compactor
Code | Description |  | Qty
03-02-02025 | Small Compactor |  | 50
Section ( 121)
Site Library
Code | Description |  | Qty
03-02-02026 | Site Library |  | 10
Section (122)
Drawing photo copy machine and photo copy machine
Code | Description |  | Qty
03-02-02027 | Drawing photo copy machine |  | 25
03-02-02028 | photo copy machine |  | 150
Section (123)
Theodolite and Level instrument
Code | Description |  | Qty
03-02-02029 | Theodolite |  | 10
03-02-02030 | Level instrument |  | 10
SECTION (124)
PRE PRINTING LINES ON PVC CARDS WITH SPARE PARTS
CODE NO | DISCRIPTION |  |  |  | QTY
03-02-02031 | PRINTING LINE FOR PRE-PRINTING ON PVC I-D CARDS.
| TRANSVARO PRINTING LINE WITH CAPABLTY OF |  |  |  | 1
FULL COLOR PRINTING
DOUBLE SIDE PRINTING
WATER LESS UV COLOR
SHADOW PRINTING
FINE LINE PRINTING CABABLE
MICROPRINTNG CABALE
LAMINATION OF COATING FOR PVC CARD
TREATMENT ON PVC (SI) DIMENTION 86 / 54 PRODUCTION
THKNIS OF WORKING BETWEEN 0.6/ 1.
SPEED 6000 CARD /HOUR ORE MORE SINGLE PRODUCTION SPEED.
ALL COLOR TREATMENT AND DESIGN MUST BE COMPUTRIZE
ALL THE LINE PRECEDURE MUST BE CONTROLED BY COMPUTER
COMPUTER AIDED DESIGN
| ALL FARNITURE FROM TABELS AND CHIARS AND ALL NECESSORY EQUIPMENT FOR THE LINE MUST BE SUPPLYED |  |  |  | GIVE DETAILES
03-02-02032 | HOLLY GRAM PRODUCTION LINE MACHINES 3000 LABLE /HOUR. |  |  |  | 1
COMPUTER AIDED DESIGN
03-02-02033 | HOLLY GRAM POSITONING STAMPING MACHINES 3000 LABEL /HOUR. |  |  |  | 1
WOKING BAY COMPUTER AND LASER POSITIONING .
03-02-02034 | CUTTING MACHINES FOR : |  |  |  | 1
ROUNDENED CORNERS FOR PVC CARD
HIGH PERSCISION CATTING
LASER CUT LAMINATION
DIMENSSION OF WORK (86/54)
SPEED 7500 CARD /HOUR
03-02-02035 | BLANK PVC CARD WORKING WITGH LINE 1 ABOVE
| ULTRA CARD III |  |  |  | 40000000
COMPOSIT METERIAL (POLYSTER CORE) GIVE RATIO
THKNESS OF CARDS .7 SI
DIMENTION (86/54) SI
Magnetic line on back
ALL DETAILES OF METERIAL MUST BE GIVEN and COMPLY THE SPECIFICATION OF (SI)
03-02-02036 | GOLDEN AND SILVER FOILE FOR HOLLY GRAM FOR ITEM 2 ABOVE |  |  |  | COMPLY
| COMPLY THE QUANTTY OF (40,000,000) CARD. |  |  |  | 40000000
LOGO
03-02-02037 | UV WATER LESS PAINTES REQUIERD FOR 40,000,000 LOGO |  |  |  | PER GALLON
GIVE DETAILES
03-02-02038 | OFFSET PAINTS FOR COMPLY 40,000,000 CARD FULL COLOR |  |  |  | PER GALLON
GIVE DETAILES
03-02-02039 | COOLING MACHINE THAT COMPLY THE WORKING MEDIA 25 CENTGRATE (ROOM CONDITIONER WORK) |  |  |  | PER TON
GIVE DETAILES
03-02-02040 | STAND BY GENERATOR REQUIERD FOR MACHINES ABOVE. POWER OF THE GENERATOR MUST BE MORE THAN POWER OF FULL LOAD BY 20 % WITH SPARE PARTS. |  |  |  | 1
03-02-02041 | SPARE PARTS FOR ALL MACHINE IN ITEMS 1,2,3,4 |  |  |  | GIVE DETAILS
REQUIRED FOR WORKING 3 YEAR WARNTTY OF THE LINE PARTS.
| THE SUPPLIER MUST GIVE INSURANCE FOR WARKING 3 YEAR WARNTY |  |  |  | GIVE DETAILS
| ANY NECESSORY EQUIPMENT RECOMMENDED MUST BE GIVEN |  |  |  | GIVE DETAILS
SECTION - 125 -
Asphalt Factory
Code | Description |  | Qty.
03-02-02042 | Asphalt Factory 250 – 300 ton / hr |  | 200
SECTION -126 -
Twin Crusher
Code | Description |  | Qty.
03-02-02043 | Twin Crusher 150 – 300 ton / hr |  | 200
SECTION -127 -
Bitumen Tank Trailer
Code | Description |  | Qty.
03-02-02044 | Bitumen Tank Traller |  | 100
SECTION -128-
Bitumen Sprayer Tank
Code | Description |  | Qty.
03-02-02045 | Bitumen Sprayer Tank |  | 100
SECTION -129 -
Antimine and Bomb clearanceVehicle
Code | Description |  | Qty.
03-02-02046 | Antimine and Bomb clearanceVehicle |  | 10
SECTION –130 -
Antimine and Bomb clearance equipment
Code | Description |  | Qty.
03-02-02047 | Antimine and Bomb clearance equipment |  | 20
SECTION -131 -
Different Wood
Code | Description |  | Qty.
03-02-02048 | White Wood |  | 1000 m3
03-02-02049 | Teak Wood |  | 1000 m3
03-02-02050 | Ordinary Ply Wood |  | 3000
03-02-02051 | Teak Ply Wood |  | 2000
03-02-02052 | Board Block Wood Size 19 mm |  | 500
SECTION -132 -
Laizer Printer
Code | Description |  | Qty.
03-02-02053 | Laizer Printer |  | 200
SECTION -133 -
Accessories For Carpentery Factory
Code | Description |  | Qty.
03-02-02054 | Accessories For Carpentery Factory |  | Different
SECTION -134 -
Concrete Mixer Vehicles
Code | Description |  | Qty.
03-02-02055 | Concrete Mixer Vehicles |  | 50
SECTION -135 -
Concrete Pump
Code | Description |  | Qty.
03-02-02056 | Concrete Pump |  | 5
SECTION -136 -
Concrete Plant
Code | Description |  | Qty.
03-02-02057 | Concrete Plant with spare parts |  | 15 | units
SECTION (137)
Equipment;s & standard parts for water treatment plant 200 m3\hr
A:
Code No. | discription |  | Qty
03-02-02058 | plate (A515 Gr 70)(A516 Gr 70)(A285 GR.C) 8,10,12,16,18,20,24,28,30,40,50,60,70*6000*3000 |  | 1000 ton
03-02-02059 | flange A105 12",14",18",20",24" 150"# S.O.R.F |  | 250 Ton
03-02-02060 | tube A 179 1/2",3/4",1" (12,14 BWG) 6000LG and Pipe A106 GRB 1.5",2",2.5",3"12",14",16",20",24" SCH STD 6000LG |  | 70000 m
03-02-02061 | Reverse osmosis unit complete with all acc. & spare parts for one- year operation. Provide one unit completes with all uments drawing and list of components.The remain quantity provides-out as Kits. Production flow 75 3/hr inlet flow 100 m3/hr Recovery 75 No. of membranes 45 E- motor Power (kW) 75 Dimintion 9*2.35*2.4 |  | 15 UNIT
03-02-02062 | Reverse osmosis unit complete with all acc. & spare parts for one- year operation. Provide one unit completes with all documents & drawing and list of components. The remain quantity provides - out as Kits. Production flow 100 m3/hr inlet flow 133.5 m3/hr Recovery 74.9 No. of membranes 96 E- motor Power (kW) 75,Dimintion 9*2.35*2.4 |  | 15 UNIT
03-02-02063 | Welding electrodes (E7018)ok 48.04 Din 1913(3.25,4,5)mm |  | 400 ton
03-02-02064 | Grinding wheel (A305 B-81) (180*7*22.2) |  | 50000
03-02-02065 | Electro - Mechanical parts for (water treatment plants 50m3/hr,200m3/hr) |  | 2500 pcs
03-02-02066 | ALUMINIUM SULPHATE PLANT OF CAPACITY ( 50000 MT/YEAR) FOR PRODUCING ALUM. SULPHATE USED FOR DRINKING WATER PURIFICATION INPUT RAW MATERIAL TO BE USED (LOCAL KAOLIN CLAY) |  | COMPLETE PLANT
03-02-02067 | TRUCK MOUNTED DRILLING RIG USED IN ORE PROSPECTING AND HYDROGIOLOGIC SURVEY |  | 3 NOS.
03-02-02068 | ELECTRIC BUCKET WHEEL EXCAVATOR . LOADING CAPACITY 300 M.TON/HR |  | 2 NOS.
03-02-02069 | SANDVIK ALUM. SULPHATE COOLING BELT . BELT LENGTH 100 M. |  | 2 NOS.
03-02-02070 | CENTRIFUGAL PUMP – VERTICAL COMPLETE WITH MOTOR CAPACITY 195 M3/HR. |  | 6 NOS.
03-02-02071 | FLAT RUBBER CONVEYOR BELT (WIDTH 1000 MM. ) ( THICKNESS 16 MM. ) |  | 10000 M
03-02-02072 | CENTRIFUGAL AIR COMPRESSOR CAPACITY 1800 M3/HR. PRESSURE 24 BAR |  | 6 NOS.
03-02-02073 | A . DRILLING PIPE WITH TOOL JOINT ( 3 1/2 INCH DIA.) |  | 1000 M.
03-02-02074 | B . CORE BARREL DOUBLE TUBE FOR CORE DRILLING |  | 30 NOS.
03-02-02075 | GALVANIZED CARBON STEEL PIPE ( DIA. 1 ½ “ & 3" ) CARBON STEEL CASING PIPE ( DIA. 8 5/8 “ ) |  | 30000 M
03-02-02076 | WHEEL LOADER . BUCKET 4-5 M3 |  | 2 NOS.
03-02-02077 | BULLDOZER 350 - 400 HP |  | 2 NOS.
03-02-02078 | Industrial water treatment plan in mosul |  | 1
Section - 138-
Jacking Equipment
CODE | Description | Qty
03-02-02079 | Jacking Equipment | 50
Section - 139-
Leakage Detector Equipment
CODE | Description | Qty
03-02-02080 | Leakage Detector Equipment for water network | 50
03-02-02081 | Leakage Detector Equipment for sewerage net work | 50
Section - 140-
Pile Equipment
Code | Description | Qty
03-02-02082 | Pile Equipment | 30
03-02-02083
03-02-02084 | Spare parts for cars type HYUNDAI ACCENT 2001 | Different
03-02-02085 | Spare parts for cars type HYUNDAI ACCENT 1997 | Different
03-02-02086 | Spare parts for cars NISSAN PATROL | Different
03-02-02087 | Spare parts for cars JMC Truck | Different
03-02-02088 | Spare parts for cars FAW- Pick-up | Different
03-02-02089 | Spare parts for cars OLDESMOBLE | Different
03-02-02090 | Sokkia Set 4110 Electronic Total station comprising display 1 sec, accuracy 5 secs, full processing software for surveying and setting out including 2 rechargeable nickel batteries, quick battery charger, tubular compass, sun shade, lens cap, plumb cap, rain cover, tool kit, carrying case, operator manual and atmospheric charts | 5 Nos
03-02-02091 | Planimeter 1 X KP90N - length 30mtr | 20 Nos
03-02-02092 | Colour Scanner A3, automatic feeder B813113,30 P capacity, 2400 x 600 resolution, USB + SCSI + parallel interface, 220/50 V/HZ PS, duplex capability. | 20
03-02-02093 | Computerized microfiche/ jacket/ roll microfilm scanner, automatic feeder 75 fiche, M565 software compatible with windows, high efficiency mechanism, 16 mm/ 35mm capacity, 220/ 50 V/ HZ PS. | 2
03-02-02094 | 10 GB external optical writer | 10
03-02-02095 | Optical media 10 GB | 100
03-02-02096 | DVD/R CD/R publisher copy system (duplicator) | 2
03-02-02097 | A 3 laser printer, 600 x 600 DPI. 40 ppm (A4), 20 ppm (A3). 64 MB ram expandable up to 256 MB. Toner cartridge used up to 20000 P. | 1000 bend
03-02-02098 | Juke boxy tower system, capacity of 150 CD at least, high technology organization support software windows. | 2
03-02-02099 | A4 laser cut paper | 1000 bend
03-02-02100 | A3 laser cut paper | 1000 bend
03-02-02101 | LAN installation requirements for 50 station UTP connector UTP crimping tool HUB disrupter 16 port LAN card Software installation for LAN | 500 M 150 2 10 50 3