## 03-01-0001
REQUIREMENTS OF THE MAYORALTY OF BAGHDAD , PHASE 12
SECTION 1 : WATER TREATMENT PLNAT AND NETWORK REQUIREMENTS
SECTION 1-1 : SPARE PART LIST FOR WATER TREATMENT PLNAT
SECTION 1-1-1:ABU GHRAIB RES
SECTION 1-1-2:SOUTH RES
SECTION 1-1-3: NORTH RES
SECTION 1-1-4: AL KARKH TREATMENT PLANT
SECTION 1-1-5: TAJI RES.
SECTION 1-1-6: SPAR PARTS FOR AL- RASHED PROJECT
SECTION 1-1-7: SPAR PARTS FOR AL- WAHDA PROJECT
SECTION 1-1-8: SPARE PART FOR RAW WATER STATION
‎SECTION 1-2: COMPACT UNIT‎
SECTION 1-3: SUPPLY AND ERECTION OF COMPLETE PASSENGER LIFT , ALL ACCESSORIES TURNKEY JOB AND SPARE PARTS FOR TWO OPERATING YEARS
SECTION 1-4 : BALL BEARING
SECTION 1-5: A859SUBMERSIBLE PUMP
SECTION 1-6: ‎Dictile Iron Fitting Suitable for Ductile Iron Pipes‎
SECTION 1-7 : CAST IRON FITTINGS FOR UPVC PIPES
SECTION 1-8 : SADDELS WITH FURREL
SECTION 1-9 : STAINLESS STEEL CLAMPS
SECTION 4: WATER TREATMENT PLANTS REQUIREMENT
DUCTILE PIPES WITH DIAMETERS (1400-2000) WITH FITTINGS
VALVER ( 1400-2000) MM DIAMETERS , ELECTRICALLY AND MANUALLY OPERATED
VERTICAL RAW WATER PUMPS WITH CONTROL PANELS AND VALVES
ELECTRIC DISTRIBUTION BOARD FOR RAWWATER PUMPS
TRANSFORMRS FOR RAW WATER PUMPING STATION
VERTICAL PUMPS FOR TREATED WATER WITH CONTROL PANELS AND VALVES
ELECTRIC DISTRIBUTION BOARD FOR TREATED WATER PUMPS
TRANSFORMRS FOR TREATED WATER PUMPING STATION
MAIN SUB STATION FOR THE HEAD WORK
GUNTRY CRANE
SECTION 2 : SEWAGE TRTREATMENT PLNAT AND NETWORK REQUIREMENTS
SECTION 2-1: SPARE PARTS FOR SEWAGE TREATMENT PLANTS AND SEWAGE PUMPING STATION
SECTION 2-2: SEWAGE SUBMERSIBLE PUMPS WITH THE FOLLOWING INSTALLATION
SECTION 2-3: DIFFERENT TYPE OF VERTICAL SEWAGE WITH ELECTRIC MOTORS AND GARDENS
SECTION 2-4: DIFFERENT SIZE OF DIESEL GENERATING SET FOR SEWAGE TREATMENT PLANT
SECTION 2-5: DIFFERENT SIZE OF DIESEL GENERATING SET FOR SEWAGE PUMPING STATIONS
SECTION 2-6: SAFETY REQUIREMENTS FOR SEWAGE WORK
SECTION 2-7: SEWAGE TREATMENT COMPACT UNIT FLOW 10000 M3 / DAY POPULATION 50000
SECTION 2-8: DIFFERENT TYPE OF PIPES FOR SEWAGE WORK
SECTION 2-9: MATERIAL AND EQUIPMENTS FOR SEWAGE WORK
CCTV SURVEY STEP VAN :
MULTI GAS DETECTOR -4 GASES SUITABLE FOR SEWER AND CONFINED SPACE.
FLOW GAGES TO MEASURE FLOWS IN WASTEWATER COLLECTIONSYSTEMS. THE EQUIPMENT SHALL BE CAPABLE OF COLLECTING DEPTH AND VELOCITY MEASUREMENTS AT PRE-SET INTERVALS SUCH AS 1.0,2.0 2.5,5.0 AND 10 MLNULCE IEPORL AND ANALYSES FLOW DATA IN FORM OFHOURLY ,DAILY,WEEKLY,MONTHLY ROORDS AND HYDROGRAPH.IT SHALLBE ABLE TO PERFORM REMOTE EQUIPMENT DIAGNOSTIES TO CONFIRMSENSOR ACCURACY AND SELECT USER- DEFINED REPORTING FORMAT
RAINFALL GAUGES:THE EQUIPMENT SHALL BE CAPABLE OF COLLECTING,REPORT AND ANALYZE RAINFALL DATA AND PRESENT THE INFORM
SECTION 3 : MACHIINARY AND EQUIPMENT
1. WHEEL LOADER
2. GRADER
3. TRUCK TRACTOR EQUIPPED WITH 50 TON SEMITRAILER
4. CEMENT FILLER TANK TRUCK 6×4
5. FULL HYDRAULIC TRUCK CRANE 8×4 30 TON ,
6. WHEEL EXCAVATOR QTY 20
7. DRINKING WATER TANKER 6×4 QTY 20
8. ROAD SWEEPERS QTY.50
9. TIPPING TRUCK QTY 40
10. SELF PRIMING MOTOR PUMP SET -4" QTY 15
SELF PRIMING MOTOR PUMP SET 6 " QTY 20
SELF PRIMING MOTOR SET 8" QTY 15
11. MOTOR CYCLE 250 CC QTY 200
12.MENTINANCE TRUCK 4×2 QTY 8
13. FIELD VEHICLE, DOUBLE CAP ,PICK -UP
14.SPARE PARTS FOR MACHINARY AND EQUIPMENT
1. SPARE PARTS FOR STYRE GARBAGE AND CRANE , MODEL WD615.61
2. SPARE PARTS FOR MAINTENACE OF ROAD ( B.M.C) PRO 827(4×2) 6521
3. SPARE PARTS FOR TOWERING LIFTER ( B.M.C) MODEL PRO 620 (4×2)
4.SPARE PARTS FOR STYRE GARBAGE AND CRANE , MODEL WD615.61
5. SPARE PARTS FOR MAINTENACE OF ROAD ( B.M.C) PRO 827(4×2) 6521
6. SPARE PARTS FOR TOWERING LIFTER ( B.M.C) MODEL PRO 620 (4×2)
7. SPARE PARTS FOR TIPPER RENAULT , KERAX 350.34 6×4
8. SPARE PARTS FOR TIPPER RENAULT , KERAX 350.34 6×4
9. SPARE PARTS FOR GARBAGE & CESSBITE MAN 18-263LC-KOL 4×2 ENGINE MODEL DO826LFL , GEAR BOX MODEL EATON 8209
10. SPARE PARTS FOR GARBAGE & CESSBITE MAN 18-263LC-KOL 4×2 ENGINE MODEL DO826LFL M GEAR BOX MODEL EATON 8209
11. SPARE PARTS FOR ENGINE(BF6M 1013ECP-DEUTZ) USED IN FAW CARBAGE (TYPE CA5190)
12.SPARE PARTS FOR RENAULT GARBAGE$CONTAINER LIFT , KERAX 260.19 4×2
13. SPARE PARTS FOR RENAULT GARBAGE$CONTAINER LIFT , KERAX 260.19 4×2
14.SPARE PARTS FOR WHEEL EXCAVATOR DIWOO
15.SPARE PARTS FOR WHEEL EXCAVATOR DIWOO
16. SPARE PARTS FOR WHEEL EXCAVATOR DIWOO
17.SPARE PARTS FOR WHEEL EXCAVATOR DIWOO
18. SPARE PARTS FOR WHEEL EXCAVATOR CASE , MODEL 588
19. SPARE PARTS FOR WHEEL EXCAVATOR CASE , MODEL 588
20. SPARE PARTS FOR WHEEL EXCAVATOR CASE , MODEL 588
21. SPARE PARTS FOR TOYOTA . MODEL 1985, GASOLINE DOUBLE CAB , ENGINE 3Y
22. SPARE PARTS FOR TOYOTA . MODEL 1985, GASOLINE DOUBLE CAB , ENGINE 3Y
23. SPARE PARTS FOR WHEEL LOADER ZL15C
24. SPARE PARTS FOR WHEEL LOADER ZL15C
25. SPARE PARTS FOR WHEEL LOADER ZL15C
26.SPARE PARTS FOR JET VOLVO N10 , MODEL ENGINE TD101G273
27.SPARE PARTS FOR JET VOLVO N10 , MODEL ENGINE TD101G273
28. SPARE PARTS FOR JET VOLVO FL6 , PCFL618 4 ×2 , MODEL ENGINE D6A230
29.SPARE PARTS FOR JET VOLVO FL6 , PCFL618 4 ×2 , MODEL ENGINE D6A230
30. SPARE PARTS FOR JET VOLVO FL6 , PCFL618 4 ×2 , MODEL ENGINE D6A230
31. SPARE PARTS FOR JET VOLVO FL6 , PCFL618 4 ×2 , MODEL ENGINE D6A230
32. Spare parts related to Baghdad Mayoralty
33. SPARE PARTS FOR TIPPER CALABRESE Model 380 E 31
34. SPARE PARTS FOR IVECO EURO TRAKKER UNITS GARBAGE COLLECTION
35. SPARE PARTS FOR WHEEL LOADER ,TYPE ZL 40B
36. SPARE PARTS FOR WHEEL LOADER ,TYPE ZL 40DENGINE TYPE WD61500
15. COMPLETE ASPHALT PLANT . QTY : 4
16. DIFFERENT TYPE OF ROLLERS FOR ASHALT WORK , , STEEL , WHEEL , CMBINED
17. CRUSHERS WITH SPAIR PARTS . QTY: 4
REQUIREMENTS OF THE MAYORALTY OF BAGHDAD , PHASE 12
SECTION 1 : WATER TREATMENT PLNAT AND NETWORK REQUIREMENTS
SECTION 1-1 : SPARE PART LIST FOR WATER TREATMENT PLNAT
SECTION 1-1-1:ABU GHRAIB RES
‎CODE | ‎‎DESCRIPTION | ‎‎QTY
SPARES FOR 400/400/410 PUMP
03-01-0001 | WEAR RING | 4set
03-01-0002 | THRUST WASHER | 8
03-01-0003 | LANTERN RING IN HALVES | 2set
03-01-0004 | COMPLET DRIVE SHAFTING INCLUDING PUMP COUPLINGS | 2set
03-01-0005 | NECK BUSH FIBER GLASS | 2
03-01-0006 | BOTTOM BEARING FIBER GLASS | 2
03-01-0007 | KEY FOR COUPLING DRIVE | 5
03-01-0008 | HEAD LAND "V" RING (VS) | 10
03-01-0009 | SPACER RING | 2set
‎CODE | ‎‎DESCRIPTION | ‎‎QTY
SPARES FOR 350/300/429 PUMP
03-01-0010 | WEAR RING | 2set
03-01-0011 | THRUST WASHER | 6
03-01-0012 | LANTERN RING IN HALVES | 2set
03-01-0013 | COMPLET DRIVE SHAFTING INCLUDING PUMP COUPLINGS | 1set
03-01-0014 | COMPLET PLUMMER BLOCK DESIGNATION SN 209 | 2
03-01-0015 | NECK BUSH FIBER GLASS | 2
03-01-0016 | BOTTOM BEARING FIBER GLASS | 2
03-01-0017 | KEY FOR COUPLING DRIVE | 2
03-01-0018 | HEAD LAND "V" RING (VS) | 6
03-01-0019 | SPACER RING | 4set
‎CODE | ‎‎DESCRIPTION | ‎‎QTY
CONTACTOR : Ith30A
V OPEN ENCLOSED
03-01-0020 | 380 V 330KW 330 KW | 8
415 V 360 KW 360KW
CONTACTOR DIMENTION : LENGTH =26cm , WIDTH=15cm , HIGH=20cm
CONTACTOR : Ith110A
380 V 55KW
03-01-0021 | 415 V 60 KW | 10
CONTACTOR DIMENTION : LENGTH =10cm , WIDTH=10cm , HIGH=13cm
CONTACTOR : Ith355A
380 V 185KW
03-01-0022 | 415 V 200 KW | 4
CONTACTOR DIMENTION : LENGTH =15cm , WIDTH=15cm , HIGH=19cm
‎CODE | ‎‎DESCRIPTION | ‎‎QTY
03-01-0023 | ELECTRONIC TIMER | 10
110V A.C , 8-pin , RANGE : 0-3 min
03-01-0024 | ELECTRONIC TIMER | 10
110V A.C , 8-pin , RANGE : 0-1 min
‎CODE | ‎‎DESCRIPTION | ‎‎QTY
03-01-0025 | 210 KW DISTRIBUTION PUMP POWER CONTROL BOARD | 3
RATED VOLTAGE 400V
RATED OPERATING CURRENT 37A
FREQUENCY 50 Hz
CONTROL CIRCUIT VOLTAGE 110V
03-01-0026 | 110 KW DISTRIBUTION PUMP CONTROL BOARD | 1
110V CONTROL CIRCUIT , 240V HEATER
03-01-0027 | 205 KW DISTRIBUTION PUMP CONTROL BOARD | 1
110V CONTROL CIRCUIT , 240V HEATER
03-01-0028 | INCOMER CIRCUIT BREAKER 1600 KVA FOR TRANSFORMER T1 | 1
RATED VOLTAGE 415V
FREQUENCY 50 Hz , 3PH
CONVENTIONAL Ith 3250 A
03-01-0029 | BUS SUCTION CIRCUIT BREAKER | 1
RATED VOLTAGE 415V
FREQUENCY 50 Hz , 3PH
CONVENTIONAL Ith 3250 A
03-01-0030 | 110 KW DISTRIBUTION PUMP POWER CONTROL BOARD | 1
RATED VOLTAGE 400V
RATED OPERATING CURRENT 200A
CONTROL CIRCUIT VOLTAGE 110V
SECTION 1-1-2:SOUTH RES
‎CODE | ‎‎DESCRIPTION | ‎‎QTY
SPARES FOR 600/600/600 PUMP
03-01-0031 | THRUST WASHER | 10
03-01-0032 | COMPLET DRIVE SHAFTINGS | 1
03-01-0033 | MOTOR BEARING HOSING | 2
‎CODE | ‎‎DESCRIPTION | ‎‎QTY
SPARES FOR 500/500/405 PUMP
03-01-0034 | MOTOR BEARING HOSING | 2
03-01-0035 | CASING RING 2st | 2
03-01-0036 | FLANGE DRIVE SHAFT ITEM 30 | 2
03-01-0037 | SLIP JOINT | 2
03-01-0038 | COUPLING FOR PUMP SHAFTING | 1
03-01-0039 | PLUMMER BEARING PACKING | 4
SECTION 1-1-3: NORTH RES
‎CODE | ‎‎DESCRIPTION | ‎‎QTY
SPARE PART FOR CAPCITORS
03-01-0040 | FUSE TYPE CEF IN40/UN 7.2 KV | 30
03-01-0041 | FUSE TYPE CEF IN63A/UN 7.2 KV | 30
‎CODE | ‎‎DESCRIPTION | ‎‎QTY
SPARE PART FOR GEAR TYPE VS/12
03-01-0042 | C.B 3.3 KV , 500A | 1
03-01-0043 | C.B 520 KW , 150A | 1
03-01-0044 | C.B 380 KW , 100A | 1
03-01-0045 | C.B 275 KW , 80A | 1
03-01-0046 | C.B 100KW ,+B67 200A
‎CODE | ‎‎DESCRIPTION | ‎‎QTY
SPARE PART FOR TOP CHANGE OVER FOR TRANSFORMAR 7500
03-01-0047 | STAR RELAY TYPE 14 | 2
SECTION 1-1-4: AL KARKH TREATMENT PLANT
‎CODE | ‎‎DESCRIPTION | ‎‎QTY
POWER SUPPLY UNIT
03-01-0048 | 3.8 A , 240 V AC I/P , 24V DC O/P | 6
03-01-0049 | 7.6 A , 240 V AC I/P , 24V DC O/P | 6
03-01-0050 | 4.9 A , 240 V AC I/P , 24V DC O/P | 12
03-01-0051 | 16 A , 240 V AC I/P , 24V DC O/P | 15
03-01-0052 | 2.8 A , 240 V AC I/P , 24V DC O/P | 8
03-01-0053 | 5.10 A , 240 V AC I/P , 24V DC O/P | 10
03-01-0054 | 5.7 A , 240 V AC I/P , 24V DC O/P | 8
‎CODE | ‎‎DESCRIPTION | ‎‎QTY
ULTRA SONIC FLOMETER WITH THE FLOWING SPECIFICATION , CLAMP ON TYPE . FLOW RAT FOR PIPE DIAMETER :
03-01-0055 | 2300 MM | 1
03-01-0056 | 2100 MM | 6
03-01-0057 | 1800 MM | 3
03-01-0058 | 450 MM | 6
‎CODE | ‎‎DESCRIPTION | ‎‎QTY
03-01-0059 | PUMP COMPLET : Q = 158 L/S ,H= 32m , 1475 rpm , NPSH = 5m , POWER = 75 KW , HORIZENTAL DRIVE = DIRECT HORIZENRAL , 400V , 3PH , 50Hz | 3
03-01-0060 | PUMP COMPLET (WITH ALL SPARE PART) FOR ALUM SOLUTION : Q=2.22 L/S ,H= 34m , 2900 rpm , NPSH = 5m , POWER = 3 KW , SUCTION = 2 IN , DISCHARG = 1.5 IN | 12
03-01-0061 | PUMP COMPLET (WITH ALL SPARE PART) FOR ALUM SOLUTION : Q=3.06 L/S ,H= 10m , 2900 rpm , NPSH = 5m , POWER = 3 KW , SUCTION = 1.5 IN , DISCHARG = 1.5 IN | 4
03-01-0062 | SUBMERSIBLE PUMP FOR ALUM SOLUTION (ST.ST) : 10KW , Q=40L/S , H=14m | 6
03-01-0063 | BOOSTER PUMPS (PRE CHLORINATION) COMPLETE WITH SPARE PART(IMPELLER , SHAFT , BEARINGS) : Q=5.28 L/S , H=85m , 2900 rpm , MOTOR POWER =19.2KW , DRIVE DIRECT (HORIZENTAL) | 5
03-01-0064 | BOOSTER PUMPS COMPLETE WITH SPARE PART(IMPELLER , SHAFT , BEARINGS) : Q=2.5 L/S , H=45m , 2900 rpm , MOTOR POWER =4.2KW , DRIVE DIRECT (HORIZENTAL) | 5
‎CODE | ‎‎DESCRIPTION | ‎‎QTY
03-01-0065 | AIR COMPRESSOR WITH DRIER SINGL STAGE
TYPE : 2050 13
CAPACITY EACH : 20 L/S AT 12.5 bar
MOTOR : 5.5 KW
SPEED : 1440 rpm
400V , 3PH , 50Hz
SIZE FROM LENGTH 750mm FROM BALTE TO ANOTHER
WIDTH 2340mm
SIZE BOLT M15
TREATED WATER PUMPING STATION
‎CODE | ‎‎DESCRIPTION | ‎‎QTY
03-01-0066 | ROTATING DUST SEAL | 8
03-01-0067 | INSULATED THRUST COLLER COMP | 4
03-01-0068 | OIL RETAINING SLEEVE | 4
03-01-0069 | OIL THROWER | 4
RAW WATER PUMPING STATION
‎CODE | ‎‎DESCRIPTION | ‎‎QTY
(1000mm PUMP)
03-01-0070 | IMPELLER SHROUD | 4
03-01-0071 | BEARING SPIDER , MATERIAL : C.I. B.S.1452 , GR220 | 4
03-01-0072 | BOWL CASING | 2
03-01-0073 | BEARING SPIDER , MATERIAL : C.I. B.S.1452 , GR220 | 4
03-01-0074 | BEARING HOUSING (PUMP) | 8
(500mm PUMP)
03-01-0075 | SPLIT GLAND | 6
03-01-0076 | PUMP HALF COUPLING | 6
03-01-0077 | MOTOR HALF COUPLING | 6
03-01-0078 | BOWL CASING | 4
03-01-0079 | COUPLING BUSHES | 75
03-01-0080 | CASING EYE RING | 6set
INDUCTION MOTOR
‎CODE | ‎‎DESCRIPTION | ‎‎QTY
03-01-0081 | MOTOR TYPE : IS315L IS46LT
6 POLE 140KW , 983 rpm , 400V
3PH , 50Hz
| VERTICOL | 2
NOMBER OF HOLLE 8 SIZE 20mm
DIAMETER OF SHAFT : 88.2mm
LAB. TESTING INSTRUMENT FOR KARKH TREATMENT PLANT
CODE | ‎DESCRIPTION‎ | QTY
‎ANAL‎‎YTICAL‎‏ ‏‎WEIG‎‎HING‎‏ ‏‎BALAN‎‎CE –‎‏ ‏‎SARTO‎‎RIOUS‎‏ ‏
03-01-0082 | ‎162 G‎‏ ‏‎RANGE‎‏ ‏‎TO 10‎‏ ‏‎ΜG‎‏ | ‏‎7‎‏
‎‎‏ ‏
03-01-0083 | TOP‎‏ ‏‎LOADE‎‎R‎‏ ‏‎WEIG‎‎HING‎‏ ‏‎BALAN‎‎CE –‎‏ ‏‎SARTO‎‎RIOUS ‎5000‎‏ ‏‎G TO‎‏ ‏‎0.01‎‏ ‏‎G‎‏ | ‏‎7‎‏
03-01-008 | ‎LOVI‎‎BOND‎‏ ‏‎COMP‎‎ARATO‎‎R‎‏ ‏‎DISCS‎‏ ‏‎FOR‎‏ ‏‎CHLOR‎‎INE‎‏ ‏‎TEST –‎‏ ‏‎DPD ‎0.1 –‎‏ ‏‎2.00‎‏ ‏‎PPM‎‏ | ‏‎20‎‏
03-01-0085 | ‎LOVI‎‎BOND‎‏ ‏‎COMP‎‎ARATO‎‎R‎‏ ‏‎DISCS‎‏ ‏‎FOR‎‏ ‏‎CHLOR‎‎INE‎‏ ‏‎TEST –‎‏ ‏‎ORTH‎‎OTOLI‎‎DIN‎ ‎0.15‎‏ ‏‎–‎‏ ‏‎2.00‎‏ ‏‎PPM | 20
03-01-0086 | ‎PORTA‎‎BLE‎‏ ‏‎PH‎‏ ‏‎METE‎‎R (‎‏ ‏‎WT‎‎W )‎ | ‏‎7‎‏
‎PH‎‏ ‏‎RANGE‎‏ ‏‎–2.00‎‏ ‏‎- - - -‎‏ ‏‎+‎‏ ‏‎16.00‎‏ ‏‎PH‎
‎TEM‎‎P . –‎‏ ‏‎5.0 -‎‏ ‏‎- - -‎‏ ‏‎+‎‏ ‏‎99.9°‎‎C‎
‎WITH‎‏ ‏‎STAND‎‎ARD‎‏ ‏‎PH‎‏ ‏‎COMB‎‎INATI‎‎ON‎‏ ‏‎ELECTR‎‎ODE =‎‏ ‏‎7‎‏
‎LABO‎‎RATOR‎‎Y PH‎‏ ‏‎METE‎‎R (‎‏ ‏‎WT‎‎W )‎
‎PH‎‏ ‏‎RANGE‎‏ ‏‎–2.00‎‏ ‏‎- - - -‎‏ ‏‎+‎‏ ‏‎16.00‎‏ ‏‎PH‎
‎TEM‎‎P . –‎‏ ‏‎5.0 -‎‏ ‏‎- - -‎‏ ‏‎+‎‏ ‏‎99.9°‎‎C‎
‎PH‎‏ ‏‎ELECTR‎‎ODES‎‏ ‏‎= 7‎
‎TEM‎‎P.‎‏ ‏‎SENSO‎‎RS =‎‏ ‏‎7‎
03-01-0087 | ‎CALIB‎‎RATIO‎‎N &‎‏ ‏‎MAIN‎‎TENAN‎‎CE‎‏ ‏‎SUPPL‎‎IES‎‏ | ‏‎7‎‏
‎PORTA‎‎BLE‎‏ ‏‎COND‎‎UCTIV‎‎ITY‎‏ ‏‎METE‎‎R (‎‏ ‏‎WT‎‎W )‎
‎MEAS‎‎URING‎‏ ‏‎RANGE‎‏ ‏‎0.0‎‏ ‏‎ΜS /‎‏ ‏‎CM –‎‏ ‏‎500‎‏ ‏‎MS /‎‏ ‏‎CM‎
‎TEM‎‎P. –‎‎5.0 -‎‏ ‏‎- - -+‎‏ ‏‎99.9°‎‏ ‏‎C‎
‎TDS‎‏ ‏‎0 - - -‎‏ ‏‎-‎‏ ‏‎1999‎‏ ‏‎MG /‎‏ ‏‎L‎
03-01-0088 | ‏ ‏‎STAND‎‎ARD‎‏ ‏‎COND‎‎UCTIV‎‎ITY‎‏ ‏‎CELL =‎‏ ‏‎7‎‏ | ‏‎7‎‏
‎LABO‎‎RATOR‎‎Y‎‏ ‏‎COND‎‎UCTIV‎‎ITY‎‏ ‏‎METE‎‎R (‎‏ ‏‎WT‎‎W )‎
‎MEAS‎‎URING‎‏ ‏‎RANGE‎‏ ‏‎0.0‎‏ ‏‎ΜS /‎‏ ‏‎CM –‎‏ ‏‎500‎‏ ‏‎MS /‎‏ ‏‎CM‎
‎TEM‎‎P. –‎‎5.0 -‎‏ ‏‎- - -+‎‏ ‏‎99.9°‎‏ ‏‎C‎
‎TDS‎‏ ‏‎0 - - -‎‏ ‏‎-‎‏ ‏‎1999‎‏ ‏‎MG /‎‏ ‏‎L‎
03-01-0089 | ‎-‎‏ ‏‎STAND‎‎ARD‎‏ ‏‎COND‎‎UCTIV‎‎ITY‎‏ ‏‎CELL =‎‏ ‏‎7‎‏ | ‏‎7‎‏
‎U.V‎‏ ‏‎–‎‏ ‏‎VISIB‎‎LE‎‏ ‏‎SPECT‎‎ROPH‎‎OTOM‎‎ETER‎
‎MOD‎‎ULE‎‏ ‏‎WITH‎‏ ‏‎EXTER‎‎NAL‎‏ ‏‎IBM‎‏ ‏‎COMP‎‎ATIBLE‎‏ ‏‎COMP‎‎UTER‎‏ ‏
‎Λ ‎‏ ‏‎RANGE‎‏ ‏‎190 –‎‏ ‏‎900‎‏ ‏‎NM‎
‎SPECT‎‎RAL‎‏ ‏‎BAND‎‏ ‏‎PASS‎‏ ‏‎0.1 –‎‏ ‏‎2.0‎‏ ‏‎NM‎
‎SCAN‎‎NING‎‏ ‏‎SPEE‎‎D : 5‎‏ ‏‎–‎‏ ‏‎7000‎‏ ‏‎NM /‎‏ ‏‎MIN‎
‎DOUB‎‎LE‎‏ ‏‎BEAM‎‏ ‏‎, TOW‎‏ ‏‎CELL‎‏ ‏‎CHAM‎‎BER‎‏ ‏
‎AUTO‎‏ ‏‎SIPPE‎‎R FOR‎‏ ‏‎AUTO‎‎MATIC‎‏ ‏‎SAMP‎‎LE‎‏ ‏‎INTRO‎‎DUCTI‎‎ON‎
03-01-0090 | ‎QUART‎‎Z CELL‎‏ ‏‏ | ‏‎7‎‏
‎ATO‎‎MIC‎‏ ‏‎ABSOR‎‎PTION‎‏ ‏‎,‎‏ ‏‎FLAM‎‎E &‎‏ ‏‎FURNA‎‎CE &‎‏ ‏‎HYDRI‎‎DE‎‏ ‏‎SYSTE‎‎M‎‏ ‏
‎FOR‎‏ ‏‎MEAS‎‎URING‎‏ ‏‎( AG‎‏ ‏‎, AL ,‎‏ ‏‎AS ,‎‏ ‏‎AU ,‎‏ ‏‎BA ,‎‏ ‏‎CD ,‎‏ ‏‎CO ,‎‏ ‏‎CR ,‎‏ ‏‎CU ,‎‏ ‏‎FE ,‎‏ ‏‎HG ,‎‏ ‏‎MN ,‎‏ ‏‎MO ,‎‏ ‏‎NI ,‎‏ ‏‎PB ,‎‏ ‏‎SE ,‎‏ ‏‎TI ,‎‏ ‏‎V )‎
‏ - ‏‎AU‎‎TO‎‎M‎‎AT‎‎IC‎‏ ‏‎FL‎‎A‎‎M‎‎E‎‏ ‏‎CO‎‎NT‎‎RO‎‎L‎
‏ - ‏‎HI‎‎G‎‎H‎‏ ‏‎SP‎‎EE‎‎D‎‏ ‏‎FL‎‎A‎‎M‎‎E‎‏ ‏‎AU‎‎TO‎‏ ‏‎SA‎‎M‎‎PL‎‎ER‎
‏ - ‏‎FL‎‎A‎‎M‎‎E‎‏ ‏‎AT‎‎O‎‎M‎‎IZ‎‎AT‎‎IO‎‎N‎‏ ‏‎SY‎‎ST‎‎E‎‎M‎‏ ‏
‏ - ‏‎CO‎‎M‎‎P‎‎UT‎‎ER‎‏ ‏‎&‎‏ ‏‎SO‎‎FT‎‎W‎‎AR‎‎E‎‏ ‏‎&‎‏ ‏‎DA‎‎TA‎‏ ‏‎PR‎‎OC‎‎ES‎‎SI‎‎N‎‎G‎‏ ‏‎&‎‏ ‏‎GR‎‎AP‎‎HI‎‎CS‎‏ ‏
‏ - ‏‎FU‎‎RN‎‎AC‎‎E‎‏ ‏‎AS‎‎SE‎‎M‎‎BL‎‎Y‎‏ ‏‎(‎‏ ‏‎3‎‎0‎‎0‎‎0°‎‏ ‏‎) ,‎‏ ‏‎CO‎‎OL‎‎IN‎‎G‎‏ ‏‎W‎‎AT‎‎ER‎‏ ‏‎RE‎‎Q‎‎UI‎‎RE‎‎M‎‎EN‎‎T‎‏ ‏
‏ - ‏‎IN‎‎ER‎‎T‎‏ ‏‎GA‎‎S‎‏ ‏‎RE‎‎Q‎‎UI‎‎RE‎‎M‎‎EN‎‎T‎‏ ‏
03-01-0091 | ‏ - ‏‎H‎‎Y‎‎DR‎‎ID‎‎E‎‏ ‏‎GE‎‎NE‎‎RA‎‎TO‎‎R‎‏ | ‏‎3‎
‏
‎POLY‎‎CARBO‎‎NATE‎‏ ‏‎HOLDE‎‎R FOR‎‏ ‏‎47‎‏ ‏‎MM‎‏ ‏‎DIA .‎‏ ‏‎MEM‎‎BRANE‎‏ ‏‎FILTER‎‎S‎‏ ‏
‎CAPA‎‎CITY‎‏ ‏‎FUNN‎‎EL &‎‏ ‏‎TIGHT‎‏ ‏‎–‎‏ ‏‎FITTIN‎‎G LID‎‏ ‏‎WITH‎‎OUT‎‏ ‏‎RECEI‎‎VER‎‏ ‏‎FLASK‎
‎FILTRA‎‎TION‎‏ ‏‎AREA‎‏ ‏‎12.5‎‏ ‏‎CM³‎‏ ‏
03-01-0092 | ‎FLOW‎‏ ‏‎RATE‎‏ ‏‎AT‎‏ ‏‎90%‎‏ ‏‎VACU‎‎UM =‎‏ ‏‎600‎‏ ‏‎ML /‎‏ ‏‎MIN‎‏ | ‏‎10‎‏
‎PLACE‎‏ ‏‎STAINL‎‎ESS‎‏ ‏‎STEEL‎‏ ‏‎MANI‎‎FOLD‎‏ ‏
03-01-0093 | ‎3‎‏ ‏‎POLYC‎‎ARBO‎‎NATE‎‏ ‏‎HOLDE‎‎RS‎‏ ‏‎AUTOC‎‎LAVED‎‏ ‏‎AT‎‏ ‏‎121°‎‎C‎‏ | ‏‎10‎‏
03-01-0094 | ‎RUBB‎‎ER‎‏ ‏‎VACU‎‎UM‎‏ ‏‎HOSE‎‏ | ‏‎10‎‏
03-01-0095 | ‎WATE‎‎R TRAP‎‏ ‏‎VACU‎‎SART‎‏ | ‏‎10‎‏
‎VACU‎‎UM‎‏ ‏‎PUM‎‎P‎‏ ‏
03-01-0096 | ‎220‎‏ ‏‎V ,‎‏ ‏‎50‎‏ ‏‎HZ‎‏ ‏‎,OIL‎‏ ‏‎FREE‎‏ ‏‎MEM‎‎BRANE‎‎,‎‏ ‏‎MAX‎‏ ‏‎.‎‏ ‏‎VACU‎‎UM‎‏ ‏‎90 %‎‏ ‏‎: 100‎‏ ‏‎MBAR‎‏ ‏‎,76‎‏ ‏‎TORR‎‏ ‏‎80 W‎‏ ‏‎WITH‎‏ ‏‎SET OF‎‏ ‏‎NEOP‎‎RENE‎‏ ‏‎MEM‎‎BRANE‎‏ ‏‎,VALV‎‎E‎‏ ‏‎SPRIN‎‎GS &‎‏ ‏‎NEOP‎‎RENE‎‏ ‏‎HEAD‎‏ ‏‎STEEL‎‏ | ‏‎7‎‏
‎POLY‎‎CARBO‎‎NATE‎‏ ‏‎HOLDE‎‎R FOR‎‏ ‏‎47‎‏ ‏‎MM‎‏ ‏‎DIA .‎‏ ‏‎MEM‎‎BRANE‎‏ ‏‎FILTER‎
03-01-0097 | ‎250‎‏ ‏‎ML‎‏ ‏‎CAPA‎‎CITY‎‏ ‏‎FUNN‎‎EL &‎‏ ‏‎RECEI‎‎VER‎‏ ‏‎WITH‎‏ ‏‎TIGHT‎‏ ‏‎FITTIN‎‎G LID‎‏ | ‏‎10‎‏
03-01-0098 | ‎HAND‎‏ ‏‎VACU‎‎UM‎‏ ‏‎PUM‎‎P‎‏ ‏‎WITH‎‏ ‏‎GAUG‎‎E‎‏ | ‏‎10‎‏
03-01-0099 | ‎REAC‎‎TION‎‏ ‏‎FLASK‎‏ ‏‎, 2 L‎‏ ‏‎CAPA‎‎CITY‎‏ ‏‎WITH‎‏ ‏‎9‎‏ ‏‎MM‎‏ ‏‎O.D‎‏ ‏‎PLASTI‎‎C‎‏ ‏‎HOSE‎‏ ‏‎RIPPL‎‎E FOR‎‏ ‏‎SAFE‎‏ ‏‎CONN‎‎ECTIO‎‎N OF‎‏ ‏‎VACU‎‎UM‎‏ ‏‎HOSE‎‏ | ‏‎10‎‏
03-01-0100 | ‎GRID‎‎DED‎‏ ‏‎MEM‎‎BRANE‎‎S‎‏ ‏‎,STERIL‎‎E &‎‏ ‏‎INDIV‎‎IDUAL‎‎LY‎‏ ‏‎PACK‎‎ED‎‏ ‏‎,47‎‏ ‏‎MM‎‏ ‏‎DISCS‎‏ | ‏‎100×100‎‏
‎COLO‎‎NY‎‏ ‏‎COUNT‎‎ER‎‏ ‏‎DIGIT‎‎AL‎‏ ‏
03-01-0101 | ‎FOR‎‏ ‏‎PETRI‎‏ ‏‎DISHE‎‎S UP‎‏ ‏‎TO Ø‎‏ ‏‎100‎‎MM‎‏ ‏‎WITH‎‏ ‏‎NUME‎‎RICAL‎‏ ‏‎DISPL‎‎AY : 3‎‏ ‏‎DIGITS‎‏ | ‏‎7‎‏
‎LABO‎‎RATOR‎‎Y‎‏ ‏‎INCUB‎‎ATOR‎‏ ‏‎–‎‏ ‏‎DIGIT‎‎AL‎
‎TEM‎‎P .‎‏ ‏‎FROM‎‏ ‏‎+ 5°C‎‏ ‏‎- - -‎‏ ‏‎+‎‏ ‏‎80°C‎‏ ‏‎±‎‏ ‏‎0.25°‎‎C‎
‎CAPA‎‎CITY‎‏ ‏‎36 L‎‏ ‏‎,SHELF‎‏ ‏‎POSITI‎‎ON 7‎‏ ‏
03-01-0102 | ‎ACCE‎‎SSORI‎‎ES :‎‏ ‏‎SHELV‎‎ES &‎‏ ‏‎GUIDE‎‏ | ‏‎10‎‏
03-01-0103 | ‎DRYING & STERILIZATION OVENS – DIGITAL‎‏ ‏ | 7
‎TEMP . FROM + 5° TO 250°C ,CAPACITY 36 L , SHELF POSITION‎‏ ‏‎7,ACCESSORIES : GUIDES 2 SETS=20 & SSHELVES=40‎
‎GLASS‎‏ ‏‎DRYIN‎‎G‎‏ ‏‎OVEN‎‎S ,‎‏ ‏‎WITH‎‏ ‏‎FAN‎‏ ‏
‎TEM‎‎P .‎‏ ‏‎FROM‎‏ ‏‎40°C‎‏ ‏‎TO‎‏ ‏‎70°C‎‏ ‏‏ ‏‎CAPA‎‎CITY‎‏ ‏‎126‎‏ ‏‎L‎‏ ‏‎,SHELF‎‏ ‏‎POSITI‎‎ON 8‎‏ ‏‎ACCE‎‎SSORI‎‎ES :‎
‎SAFET‎‎Y‎‏ ‏‎THER‎‎MOST‎‎AT‎‏ ‏
‎TIME‎‎R‎‏ ‏‎SWITC‎‎H 0 –‎‏ ‏‎120‎‏ ‏‎MIN .‎
‎TIME‎‎R‎‏ ‏‎SWITC‎‎H 0 –‎‏ ‏‎12‎‏ ‏‎HOUR‎
‎SHELF‎‏ ‏‎GUIDE‎‎S × 2‎‏ ‏
‎SHELF‎
03-01-0104 | ‏ | ‏‎7‎‏
‎WATE‎‎R‎‏ ‏‎BATH‎‏ ‏‎–‎‏ ‏‎DIGIT‎‎AL ‎‏ ‏‎CONTR‎‎OL OF‎‏ ‏‎TEM‎‎P . &‎‏ ‏‎TIME‎
‎CAPA‎‎CITY‎‏ ‏‎121‎‏ ‏‎L‎‏ ‏‎,TEM‎‎P .‎‏ ‏‎MAX‎‏ ‏‎.‎‏ ‏‎200°‎‎C‎
‎ACCE‎‎SSORI‎‎ES :‎‏ ‏
‎GABL‎‎E LID‎‏ ‏‎WITH‎‏ ‏‎THER‎‎MOM‎‎ETER‎‏ ‏‎POSITI‎‎ON‎‏ ‏‎HOLE‎‏ ‏
‎PERFO‎‎RATED‎‏ ‏‎SHELF‎‏ ‏‎,COVE‎‎RS‎‏ ‏‎HEATI‎‎NG‎‏ ‏‎ELEM‎‎ENT‎‏ ‏
‎FLAT‎‏ ‏‎LID‎‏ ‏‎WITH‎‏ ‏‎CONC‎‎ENTRI‎‎C‎‏ ‏‎RINGS‎‏ ‏‎OF‎‏ ‏‎105 ,‎‏ ‏‎80 ,‎‏ ‏‎60 ,‎‏ ‏‎37‎‏ ‏‎MM‎‏ ‏‎DIA .‎‏ ‏‎WITH‎‏ ‏‎THER‎‎MOM‎‎ETER‎‏ ‏‎LOCATI‎‎ON‎‏ ‏‎HOLE‎‏ ‏
‎SUPP‎‎ORT‎‏ ‏‎FRAM‎‎E FOR‎‏ ‏‎TUBE‎‏ ‏‎RACKS‎
‎TUBE‎‏ ‏‎RACKS‎‏ ‏‎VARIO‎‎US‎‏ ‏‎TUBE‎‏ ‏‎DIA .‎‏ ‏‎AVAIL‎‎ABLE‎‏ ‏
‎NO .‎‏ ‏‎OF‎‏ ‏‎TUBE /‎‏ ‏‎RACK‎‏ ‏‎= 24‎‏ ‏‎ ‎‏ ‏‎ TUBE‎‏ ‏‎DIA .‎‏ ‏‎= 20‎‏ ‏‎MM‎
03-01-0105 | ‎NO .‎‏ ‏‎OF ‎‏ ‏‎TUBE /‎‏ ‏‎RACK‎‏ ‏‎= 36‎‏ ‏‎ ‎‏ ‏‎TUBE‎‏ ‏‎DIA .‎‏ ‏‎= 13‎‏ ‏‎MM‎‏ | ‏‎7‎‏
‎LABO‎‎RATOR‎‎Y‎‏ ‏‎REFRIG‎‎ERATE‎‎D‎‏ ‏‎CABIN‎‎ET‎‏ ‏
‎CAPA‎‎CITY‎‏ ‏‎500‎‏ ‏‎L ,‎‏ ‏‎TEM‎‎P . +‎‏ ‏‎4°C ,‎‏ ‏‎DIGIT‎‎AL‎‏ ‏‎TEM‎‎P .‎‏ ‏‎DISPL‎‎AY‎
03-01-0106 | ‎AIR‎‏ ‏‎CIRCU‎‎LATIO‎‎N , NO‎‏ ‏‎DOOR‎‏ ‏‎GLASS‎‏ ‏‎,NO‎‏ ‏‎.OF‎‏ ‏‎SHELV‎‎ES 5‎‏ | ‏‎7‎‏
‎RECT‎‎ANGUL‎‎AR‎‏ ‏‎PRECI‎‎SION‎‏ ‏‎HOTPL‎‎ATE‎‏ ‏
03-01-0107 | ‎TEM‎‎P .‎‏ ‏‎FROM‎‏ ‏‎+5 TO‎‏ ‏‎200°‎‎C,ELE‎‎CTRON‎‎IC‎‏ ‏‎DIGIT‎‎AL‎‏ ‏‎CONTR‎‎OL‎‏ ‏‎DISPL‎‎AY‎‏ | ‏‎7‎‏
‎REVE‎‎RSIBLE‎‏ ‏‎MAGN‎‎ETIC‎‏ ‏‎STIRRE‎‎RS‎‏ ‏
‎SPEE‎‎D 100‎‏ ‏‎TO‎‏ ‏‎1100‎‏ ‏‎RPM ,‎‏ ‏‎REVER‎‎SE‎‏ ‏‎STIRRI‎‎NG‎‏ ‏‎MOTI‎‎ON‎‏ ‏
03-01-0108 | ‎MAX‎‏ ‏‎. VOL‎‏ ‏‎.= 2‎‏ ‏‎L‎‏ ‏‎,DIGIT‎‎AL‎‏ ‏‎READ‎‏ ‏‎OUT ,‎‏ ‏‎WITH‎‏ ‏‎MAGN‎‎ETIC‎‏ ‏‎STIR‎‏ ‏‎PLATE‎‏ ‏‎INSTAL‎‎LATIO‎‎N‎‏ | ‏‎7‎‏
03-01-0109 | ‎MAGNETIC STIRRER WITH HEATING‎‏ ‏ | 7
‎TEMP . FROM 50°C TO 300°C , CAPACITY 10 L ,CONTROL SPEED‎‏ ‏‎60 – 1600 RPM‎
‎ACCESSORIES :‎
‎STIR BAR WITH PIVOT RING ,TEMP . RESISTANT TO 275°C‎
‎7 Ø × 20 MM LONG‎
‎8Ø × 40 MM LONG‎
‎OVAL STIR BAR TEMP . RESISTANT TO 275°C‎
‎16Ø × 30 MM LONG‎
‎20Ø × 40 MM LONG‎
‎STIR BAR RETRIEVER , LENGTH 280 MM‎
‎CONCENTRIC STIR BAR WITH BEAKER COVER RESISTS TEMP . TO‎‏ ‏‎160°C‎
‎STIR BAR WITH LID FOR BEAKER VOL 100 – 500 ML LENGTH32 MM‎
‎AUTO‎‎CLAVE‎‏ ‏‎–‎‏ ‏‎MANU‎‎AL &‎‏ ‏‎AUTO‎‎MATIC‎‏ ‏
‎CAPA‎‎CITY‎‏ ‏‎75 L.‎‏ ‏‎,CONT‎‎ROL‎‏ ‏‎PANEL‎‏ ‏‎,SAFET‎‎Y‎‏ ‏‎VALVE‎‏ ‏‎,SAFET‎‎Y‎‏ ‏‎THER‎‎MOST‎‎AT‎‏ ‏
‎TEM‎‎P .‎‏ ‏‎100-‎‎134°‎‎C‎
‎PRESS‎‎URE 0‎‏ ‏‎TO 2‎‏ ‏‎BAR‎
‎MICR‎‎OPRO‎‎CESSO‎‎R‎‏ ‏‎CONTR‎‎OL‎‏ ‏‎,VACU‎‎UM‎‏ ‏‎SYSTE‎‎M‎‏ ‏‎PURG‎‎E ,‎‏ ‏‎FLOOR‎‏ ‏‎STAND‎‎ING ,‎‏ ‏‎DRY‎‏ ‏‎SYSTE‎‎M‎
‎ACCE‎‎SSORI‎‎ES :‎
‎STAIN‎‎LESS‎‏ ‏‎STEEL‎‏ ‏‎BASK‎‎ET =‎‏ ‏‎Ø 28‎
‎THER‎‎MOM‎‎ETER‎‏ ‏‎MONI‎‎TOR‎‏ ‏
03-01-0110 | ‎PRESS‎‎URE‎‏ ‏‎DOOR‎‏ ‏‎LOCK‎‏ ‏‎SAFET‎‎Y‎‏ ‏‎DEVIC‎‎E‎‏ | ‏‎7‎‏
‎LABO‎‎RATOR‎‎Y‎‏ ‏‎FLOCC‎‎ULATE‎‎R‎‏ ‏
03-01-0111 | ‎SPEE‎‎D =‎‏ ‏‎15 –‎‏ ‏‎200‎‏ ‏‎RPM ,‎‏ ‏‎NO .‎‏ ‏‎OF‎‏ ‏‎PLACE‎‎S 6 ,‎‏ ‏‎WITH‎‏ ‏‎1 L.‎‏ ‏‎JARS‎‏ | ‏‎7‎‏
‎WATE‎‎R STILL‎‏ ‏
‎DISTIL‎‎LING‎‏ ‏‎CAPA‎‎CITY 6‎‏ ‏‎L . /‎‏ ‏‎HOUR‎‏ ‏
‎COND‎‎UCTIV‎‎ITY AT‎‏ ‏‎20°C‎‏ ‏‎= 0.3‎‏ ‏‎ΜS /‎‏ ‏‎CM‎‏ ‏
03-01-0112 | ‎HARD‎‎NESS‎‏ ‏‎<‎‏ ‏‎0.25‎‏ ‏‎MG /‎‏ ‏‎L .‎‏ | ‏‎7‎‏
‎MUFF‎‎LE‎‏ ‏‎FURNA‎‎CE‎‏ ‏
03-01-0113 | ‎TEM‎‎P . UP‎‏ ‏‎TO‎‏ ‏‎1400‎‎°C ,‎‏ ‏‎CAPA‎‎CITY‎‏ ‏‎15 L‎‏ ‏‎.‎‏ | ‏‎7‎‏
‎CENTR‎‎IFUGE‎‏ ‏‎WITH‎‏ ‏‎DIGIT‎‎AL‎‏ ‏‎SPEE‎‎D‎‏ ‏‎INDIC‎‎ATOR‎
‎MAX‎‏ ‏‎. VOL‎‏ ‏‎. =‎‏ ‏‎400‎‏ ‏‎ML‎‏ ‏‎,NO .‎‏ ‏‎OF‎‏ ‏‎TUBES‎‏ ‏‎4 ×‎‏ ‏‎100‎‏ ‏‎ML .‎‏ ‏
03-01-0114 | ‎MAX‎‏ ‏‎.‎‏ ‏‎SPEE‎‎D‎‏ ‏‎4400‎‏ ‏‎RPM‎‏ | ‏‎7‎‏
‎STERIL‎‎IZE‎‏ ‏‎CONTA‎‎INER‎‏ ‏‎FOR‎‏ ‏‎PIPET‎‎TE (‎‏ ‏‎STAINL‎‎ESS‎‏ ‏‎STEEL‎‏ ‏‎)‎
‎Ø‎‏ ‏‎MM ‎‏ ‏‎ ‎‏ ‏‎HEIGH‎‎T‎
03-01-0115 | ‎130 ‎‏ ‏‎ ‎‏ ‏‎ 400‎‏ ‏‎MM‎‏ | ‏‎20‎‏
‎PETRI‎‏ ‏‎DISHE‎‎S‎‏ ‏‎STERIL‎‎IZE‎‏ ‏‎CONTA‎‎INER (‎‏ ‏‎STAINL‎‎ESS‎‏ ‏‎STEEL‎‏ ‏‎)‎
‎ Ø‎‏ ‏‎MM ‎‏ ‏‎ NO .‎‏ ‏‎OF‎‏ ‏‎DISHE‎‎S ‎‏ ‏‎HEIG‎‎HT‎‏ ‏‎MM‎
03-01-0116 | ‎ 130‎‏ ‏‎ ‎‏ ‏‎ 18‎‏ ‏‎ ‎‏ ‏‎ ‎‏ ‏‎ 400‎‏ | ‏‎20‎‏
‎MICR‎‎OSCO‎‎PE‎
‎HEAD‎‏ ‏‎= TRI‎‏ ‏‎NOCUL‎‎AR ,‎‏ ‏‎EYE‎‏ ‏‎PIECE‎‏ ‏‎=‎‏ ‏‎WF‎‏ ‏‎10X (‎‏ ‏‎18Ø)‎
‎OBJE‎‎CTIVE‎‏ ‏‎=‎‏ ‏‎PLANA‎‏ ‏‎CHRO‎‎MATIC‎‏ ‏‎(PL)‎‏ ‏‎4X –‎‏ ‏‎10X –‎‏ ‏‎40X –‎‏ ‏‎100X‎‏ ‏
‎TECH‎‎NICAL‎‏ ‏‎FEATU‎‎RE =‎‏ ‏‎BRIGH‎‎T‎‏ ‏‎FIELD‎
‎LIGHT‎‏ ‏‎SOURC‎‎E =‎‏ ‏‎TRAN‎‎S 6V /‎‏ ‏‎20W‎‏ ‏‎HALOG‎‎EN‎
‎ACCE‎‎SSORI‎‎ES‎
‎EYE‎‏ ‏‎PIECE‎‏ ‏‎WIDE‎‏ ‏‎ANGLE‎‏ ‏‎LENS‎‏ ‏‎WF-‎‏ ‏‎5X (‎‏ ‏‎SINGL‎‎E )‎
‎EYE‎‏ ‏‎PIECE‎‏ ‏‎WIDE‎‏ ‏‎ANGLE‎‏ ‏‎LENS‎‏ ‏‎WF-‎‏ ‏‎15X (‎‏ ‏‎SINGL‎‎E )‎
‎EYE‎‏ ‏‎PIECE‎‏ ‏‎WIDE‎‏ ‏‎ANGLE‎‏ ‏‎LENS‎‏ ‏‎WF-‎‏ ‏‎16X (‎‏ ‏‎SINGL‎‎E )‎
‎EYE‎‏ ‏‎PIECE‎‏ ‏‎WIDE‎‏ ‏‎ANGLE‎‏ ‏‎LENS‎‏ ‏‎WF-‎‏ ‏‎10X‎‏ ‏‎WITH‎‏ ‏‎RETIC‎‎ULE (‎‏ ‏‎SINGL‎‎E )‎
‎EYE‎‏ ‏‎PIECE‎‏ ‏‎WIDE‎‏ ‏‎ANGLE‎‏ ‏‎LENS‎‏ ‏‎WF-‎‏ ‏‎10X ‎‏ ‏‎= ‎‏ ‏‎POINT‎‎ER (‎‏ ‏‎SINGL‎‎E )‎
‎CONT‎‎RAST‎‏ ‏‎PHAS‎‎E KIT ,‎‏ ‏‎DARK‎‏ ‏‎FIELD‎‏ ‏‎COND‎‎ENSE‎‏ ‏
‎MICR‎‎O‎‏ ‏‎GRAP‎‎H KIT‎‏ ‏‎,‎‏ ‏‎CAME‎‎RA‎‏ ‏‎MECH‎‎ANIS‎‎M‎‏ ‏‎WF‎‏ ‏‎10X‎‏ ‏‎VISOR‎‏ ‏‎FOR‎
03-01-0117 | ‎FOCUS‎‏ ‏‎&‎‏ ‏‎PHOT‎‎OGRA‎‎PHIC‎‏ ‏‎OBJEC‎‎TIVE‎‏ ‏‎OF 4X‎‏ ‏‎(‎‏ ‏‎ADAPT‎‎ABLE‎‏ ‏‎FOR‎‏ ‏‎CAME‎‎RA OF‎‏ ‏‎35‎‏ ‏‎MM‎‏ ‏‎USING‎‏ ‏‎UNIVE‎‎RSAL‎‏ ‏‎MOU‎‎NT )‎‏ | ‏‎1‎‏
‎MOTO‎‎RIZED‎‏ ‏‎CAME‎‎RA‎‏ ‏‎ATTAC‎‎HMEN‎‎T‎‏ ‏
| ‎ADAP‎‎TER‎‏ ‏‎FOR A‎‏ ‏‎CCD‎‏ ‏‎VIDEO‎‏ ‏‎CAME‎‎RA‎‏ | ‏‏
‎BEAK‎‎ER ,‎‏ ‏‎LOW‎‏ ‏‎FORM‎‏ ‏‎,‎‏ ‏‎WITH‎‏ ‏‎SPOUT‎‏ ‏‎,‎‏ ‏‎PYRE‎‎X‎‏ ‏‎GLASS‎
03-01-0118 | ‎CAPA‎‎CITY :‎‏ ‏‎25,50‎‎,100,‎‎250,4‎‎00,60‎‎0,800‎‎,1000‎‏ ‏‎ML‎‏ | ‏‎100 each‎‏
‎BEAK‎‎ER ,‎‏ ‏‎LOW‎‏ ‏‎FORM‎‏ ‏‎,‎‏ ‏‎WITH‎‏ ‏‎SPOUT‎‏ ‏‎,‎‏ ‏‎PYRE‎‎X‎‏ ‏‎GLASS‎
03-01-0119 | ‎CAPA‎‎CITY‎‏ ‏‎:200‎‎0 ML‎‏ | ‏‎20‎‏
‎BEAK‎‎ER,‎‏ ‏‎TALL‎‏ ‏‎FORM‎‏ ‏‎,‎‏ ‏‎WITH‎‏ ‏‎SPOUT‎‏ ‏‎,‎‏ ‏‎PYRE‎‎X‎‏ ‏‎GLASS‎
03-01-0120 | ‎CAPA‎‎CITY :‎‏ ‏‎100,‎‏ ‏‎150‎‏ ‏‎,250,‎‎400‎‎ML‎‏ | ‏‎50 each‎‏
‎ERLEN‎‎MEYE‎‎R‎‏ ‏‎FLASK‎‎S ,‎‏ ‏‎WIDE‎‏ ‏‎NECK‎‏ ‏‎,‎‏ ‏‎PYRE‎‎X‎‏ ‏‎GLASS‎
03-01-0121 | ‎CAPA‎‎CITY :‎‏ ‏‎100 ,‎‏ ‏‎200 ,‎‏ ‏‎250 ,‎‏ ‏‎300‎‏ ‏‎ML‎‏ | ‏‎100 each‎‏
‎ERLEN‎‎MEYE‎‎R‎‏ ‏‎FLASK‎‎S ,‎‏ ‏‎NARRO‎‎W‎‏ ‏‎NECK‎‏ ‏‎,‎‏ ‏‎PYRE‎‎X‎‏ ‏‎GLASS‎‏ ‏‎WITH‎‏ ‏‎GRAD‎‎UATIO‎‎N‎
03-01-0122 | ‎CAPA‎‎CITY :‎‏ ‏‎100 ,‎‏ ‏‎250 ,‎‏ ‏‎300‎‏ ‏‎ML‎‏ | ‏‎100 each‎‏
‎ERLEN‎‎MEYE‎‎R‎‏ ‏‎FLASK‎‎S ,‎‏ ‏‎NARRO‎‎W‎‏ ‏‎NECK‎‏ ‏‎,‎‏ ‏‎PYRE‎‎X‎‏ ‏‎GLASS‎‏ ‏‎WITH‎‏ ‏‎GRAD‎‎UATIO‎‎N‎
03-01-0123 | ‎CAPA‎‎CITY :‎‏ ‏‎500 ,‎‏ ‏‎1000‎‏ ‏‎ML‎‏ | ‏‎20 each‎‏
‎EVAP‎‎ORATI‎‎NG‎‏ ‏‎DISHE‎‎S‎‏ ‏‎WITH‎‏ ‏‎SPOUT‎‏ ‏‎,PYRE‎‎X‎‏ ‏‎GLASS‎
03-01-0124 | ‎CAPA‎‎CITY :‎‏ ‏‎90 ,‎‏ ‏‎170‎‏ ‏‎ML‎‏ | ‏‎100 each‎‏
‎WEIG‎‎HING‎‏ ‏‎BOTTL‎‎ES‎‏ ‏‎WITH‎‏ ‏‎GRIP‎‏ ‏‎STOPP‎‎ER‎
03-01-0125 | ‎CAPA‎‎CITY :‎‏ ‏‎15 ,‎‏ ‏‎30‎‏ ‏‎ML‎‏ | ‏‎100 each‎‏
‎WATC‎‎H‎‏ ‏‎GLASS‎‏ ‏‎DISHE‎‎S‎‏ ‏‎WITH‎‏ ‏‎FUSED‎‏ ‏‎EDGE‎‎S‎
03-01-0126 | ‎D‎‏ ‏‎MM :‎‏ ‏‎50 ,‎‏ ‏‎60 ,‎‏ ‏‎100‎‏ | ‏‎20 each‎‏
‎JARS‎‏ ‏‎WITH‎‏ ‏‎LID‎
03-01-0127 | ‎D ×‎‏ ‏‎H‎‏ ‏‎MM‎‏ ‏‎= 60‎‏ ‏‎× 40‎‏ ‏‎, 80‎‏ ‏‎× 50‎‏ ‏‎, 100‎‏ ‏‎× 60‎‏ | ‏‎50 each‎‏
‎LABO‎‎RATOR‎‎Y‎‏ ‏‎BOTTL‎‎ES ,‎‏ ‏‎BORO‎‏ ‏‎SILICA‎‎TE‎‏ ‏‎GLASS‎‏ ‏‎WITH‎‏ ‏‎DIN‎‏ ‏‎THREA‎‎D‎‏ ‏‎GRAD‎‎UATED‎‏ ‏‎WITH‎‏ ‏‎PP‎‏ ‏‎SCRE‎‎W –‎‏ ‏‎CAP‎‏ ‏‎& PP‎‏ ‏‎POURI‎‎NG‎‏ ‏‎RING‎
03-01-0128 | ‎CAPA‎‎CITY ;‎‏ ‏‎100 ,‎‏ ‏‎250 ,‎‏ ‏‎500 ,‎‏ ‏‎1000‎‏ ‏‎ML‎‏ | ‏‎100 each‎‏
‎LABO‎‎RATOR‎‎Y‎‏ ‏‎BOTTL‎‎ES ,‎‏ ‏‎BORO‎‏ ‏‎SILICA‎‎TE‎‏ ‏‎GLASS‎‏ ‏‎WITH‎‏ ‏‎DIN‎‏ ‏‎THREA‎‎D‎‏ ‏‎GRAD‎‎UATED‎‏ ‏‎WITH‎‏ ‏‎PP‎‏ ‏‎SCRE‎‎W –‎‏ ‏‎CAP‎‏ ‏‎& PP‎‏ ‏‎POURI‎‎NG‎‏ ‏‎RING‎‏ ‏‎DARK‎
03-01-0129 | ‎CAPA‎‎CITY ;‎‏ ‏‎100 ,‎‏ ‏‎250 ,‎‏ ‏‎500 ,‎‏ ‏‎1000‎‏ ‏‎ML‎‏ | ‏‎100 each‎‏
‎BOTTL‎‎ES‎‏ ‏‎REAGE‎‎NT‎‏ ‏‎WIDE‎‏ ‏‎NECK‎‏ ‏‎–‎‏ ‏‎SODA‎‏ ‏‎LIME‎‏ ‏‎GLASS‎
03-01-0130 | ‎CAPA‎‎CITY :‎‏ ‏‎50 ,‎‏ ‏‎100 ,‎‏ ‏‎250 ,‎‏ ‏‎500 ,‎‏ ‏‎1000‎‏ ‏‎ML‎‏ | ‏‎100 each‎‏
‎ASPIR‎‎ATOR‎‏ ‏‎BOTTL‎‎ES‎‏ ‏‎,NS‎‏ ‏‎TABUL‎‎ATED ,‎‏ ‏‎NS‎‏ ‏‎STOPC‎‎OCK‎‏ ‏‎,NS‎‏ ‏‎STOPP‎‎ER‎
03-01-0131 | ‎CAPA‎‎CITY :‎‏ ‏‎5000‎‏ ‏‎,‎‏ ‏‎1000‎‎0 ,‎‏ ‏‎2000‎‎0 ML‎‏ | ‏‎8 each‎‏
‎CENTR‎‎IFUGE‎‏ ‏‎TUBE‎‏ ‏‎CONIC‎‎AL‎‏ ‏‎SODA‎‏ ‏‎LIME‎‏ ‏‎GLASS‎
03-01-0132 | ‎CAPA‎‎CITY :‎‏ ‏‎50‎‏ ‏‎ML‎‏ | ‏‎20‎‏
‎CENTR‎‎IFUGE‎‏ ‏‎ROUN‎‎D‎‏ ‏‎BOTTO‎‎M‎‏ ‏‎TUBE‎‏ ‏‎BORO‎‏ ‏‎SILICA‎‎TE‎‏ ‏‎GLASS‎
03-01-0133 | ‎CAPA‎‎CITY :‎‏ ‏‎50 ,‎‏ ‏‎80‎‏ ‏‎ML‎‏ | ‏‎20 each‎‏
‎CULTU‎‎RE‎‏ ‏‎TUBE‎‏ ‏‎WITH‎‏ ‏‎SCRE‎‎W‎‏ ‏‎CAP‎‏ ‏‎WITH‎‏ ‏‎RUBB‎‎ER‎‏ ‏‎GASK‎‎ET‎‏ ‏‎CAN‎‏ ‏‎BE‎‏ ‏‎STERIL‎‎IZED‎‏ ‏‎AT‎‏ ‏‎120°‎‎C‎
03-01-0134 | ‎D ×‎‏ ‏‎H‎‏ ‏‎MM‎‏ ‏‎= 16‎‏ ‏‎×‎‏ ‏‎160‎‏ ‏‎MM‎‏ | ‏‎5000‎‏
‎VOLU‎‎METRI‎‎C‎‏ ‏‎FLASK‎‏ ‏
03-01-0135 | ‎CAPA‎‎CITY :‎‏ ‏‎25 ,‎‏ ‏‎50 ,‎‏ ‏‎100‎‏ ‏‎ML‎‏ | ‏‎100 each‎‏
‎VOLU‎‎METRI‎‎C‎‏ ‏‎FLASK‎‏ ‏
03-01-0136 | ‎CAPA‎‎CITY :‎‏ ‏‎200 ,‎‏ ‏‎250‎‏ ‏‎ML‎‏ | ‏‎12 each‎‏
‎VOLU‎‎METRI‎‎C‎‏ ‏‎FLASK‎‏ ‏
03-01-0137 | ‎CAPA‎‎CITY :‎‏ ‏‎500 ,‎‏ ‏‎1000‎‏ ‏‎ML‎‏ | ‏‎50 each‎‏
‎MEAS‎‎URING‎‏ ‏‎CYLIN‎‎DER ,‎‏ ‏‎GRAD‎‎UATED‎‏ ‏‎LOW‎‏ ‏‎FORM‎‏ ‏‎,‎‏ ‏‎GLASS‎
03-01-0138 | ‎CAPA‎‎CITY :‎‏ ‏‎10 ,‎‏ ‏‎25 ,‎‏ ‏‎50 ,‎‏ ‏‎100 ,‎‏ ‏‎250 ,‎‏ ‏‎500‎‏ ‏‎ML‎‏ | ‏‎100 each‎‏
‎MIXI‎‎NG‎‏ ‏‎CYLIN‎‎DERS‎‏ ‏‎WITH‎‏ ‏‎GLASS‎‏ ‏‎STOPP‎‎ER ,‎‏ ‏‎GLASS‎
03-01-0139 | ‎CAPA‎‎CITY :‎‏ ‏‎10 ,‎‏ ‏‎25 ,‎‏ ‏‎50 ,‎‏ ‏‎100‎‏ ‏‎ML‎‏ | ‏‎20 each‎‏
‎AUTO‎‎MATIC‎‏ ‏‎BURET‎‎TE‎‏ ‏‎WITH‎‏ ‏‎2 L ‎‏ ‏‎RESER‎‎VOIR‎‏ ‏
03-01-0140 | ‎CAPA‎‎CITY :‎‏ ‏‎25 ,‎‏ ‏‎50‎‏ ‏‎ML‎‏ | ‏‎25 each‎‏
‎GRAD‎‎UATED‎‏ ‏‎PIPET‎‎TE‎‏ ‏
03-01-0141 | ‎CAPA‎‎CITY :‎‏ ‏‎0.5 ,‎‏ ‏‎1 , 2‎‏ ‏‎ML‎‏ | ‏‎50 each‎‏
‎GRAD‎‎UATED‎‏ ‏‎PIPET‎‎TE‎‏ ‏
03-01-0142 | ‎CAPA‎‎CITY :‎‏ ‏‎ 5 ,‎‏ ‏‎10‎‏ ‏‎ML‎‏ | ‏‎200 each‎‏
‎GRAD‎‎UATED‎‏ ‏‎PIPET‎‎TE‎‏ ‏
03-01-0143 | ‎CAPA‎‎CITY :‎‏ ‏‎25‎‏ ‏‎ML‎‏ | ‏‎20‎‏
‎GLASS‎‏ ‏‎FUNN‎‎EL‎‏ ‏‎WITH‎‏ ‏‎SHORT‎‏ ‏‎STEM‎‏ ‏
‎D ×‎‏ ‏‎H =‎‏ ‏‎30 ×‎‏ ‏‎55‎‏ ‏‎MM‎
‎D ×‎‏ ‏‎H =‎‏ ‏‎50 ×‎‏ ‏‎85‎‏ ‏‎MM‎
03-01-0144 | ‎D ×‎‏ ‏‎H =‎‏ ‏‎70 ×‎‏ ‏‎120‎‏ ‏‎MM‎‏ | ‏‎20 each‎‏
03-01-0145 | ‎FILTER‎‏ ‏‎PAPER‎‏ ‏‎TYPE‎‏ ‏‎GF/C‎‏ ‏‎7 CM‎‏ ‏‎(‎‏ ‏‎WHAT‎‎MAN‎‏ ‏‎)‎‏ | ‏‎50×100 pack‎‏
03-01-0146 | ‎FILTER‎‏ ‏‎PAPER‎‏ ‏‎NO. 1‎‏ ‏‎,11‎‏ ‏‎CM (‎‏ ‏‎WHAT‎‎MAN‎‏ ‏‎)‎‏ | ‏‎20 × 100 pack‎‏
03-01-0147 | ‎FILTER‎‏ ‏‎PAPER‎‏ ‏‎NO.‎‏ ‏‎40,11‎‏ ‏‎CM (‎‏ ‏‎WHAT‎‎MAN‎‏ ‏‎)‎‏ | ‏‎20 × 100 pack‎‏
03-01-0148 | ‎FILTER‎‏ ‏‎PAPER‎‏ ‏‎NO.‎‏ ‏‎42,11‎‏ ‏‎CM (‎‏ ‏‎WHAT‎‎MAN‎‏ ‏‎)‎‏ | ‏‎20 × 100 pack‎‏
03-01-0149 | ‎CRUCI‎‎BLE‎‏ ‏‎TONG‎‏ | ‏‎10‎‏
03-01-0150 | ‎BEAK‎‎ER‎‏ ‏‎TONG‎‏ | ‏‎10‎‏
‎DROP‎‎PING‎‏ ‏‎BOTTL‎‎E –‎‏ ‏‎CLEAR‎‏ ‏‎GLASS‎‏ ‏‎WITH‎‏ ‏‎16/1‎‎6‎‏ ‏‎PLASTI‎‎C‎‏ ‏‎STOPP‎‎ER &‎‏ ‏‎GLASS‎‏ ‏‎PIPET‎‎TE‎
03-01-0151 | ‎CAPA‎‎CITY :‎‏ ‏‎30 ,‎‏ ‏‎60 ,‎‏ ‏‎120‎‏ ‏‎ML‎‏ | ‏‎20 each‎‏
‎DROP‎‎PING‎‏ ‏‎BOTTL‎‎E –‎‏ ‏‎CLEAR‎‏ ‏‎GLASS‎‏ ‏‎WITH‎‏ ‏‎GROU‎‎ND –‎‏ ‏‎IN‎‏ ‏‎SLOTTE‎‎D‎‏ ‏‎STOPP‎‎ER‎‏ ‏
03-01-0152 | ‎CAPA‎‎CITY :‎‏ ‏‎30 ,‎‏ ‏‎50 ,‎‏ ‏‎100‎‏ ‏‎ML‎‏ | ‏‎20 each‎‏
‎WIDE‎‏ ‏‎SCRE‎‎W‎‏ ‏‎NECK‎‏ ‏‎REAGE‎‎NT‎‏ ‏‎BOTTL‎‎E ,‎‏ ‏‎CLEAR‎‏ ‏‎GLASS‎‏ ‏‎WITH‎‏ ‏‎BLACK‎‏ ‏‎PLASTI‎‎C‎‏ ‏‎SCRE‎‎W‎‏ ‏‎CAP‎
03-01-0153 | ‎CAPA‎‎CITY :‎‏ ‏‎30 ,‎‏ ‏‎100 ,‎‏ ‏‎230‎‏ ‏‎ML‎‏ | ‏‎20 each‎‏
03-01-0154 | ‎HAND‎‏ ‏‎BELLO‎‎WS ,‎‏ ‏‎FLEXI‎‎BLE‎‏ ‏‎PLASTI‎‎C‎‏ ‏‎PUM‎‎PING‎‏ ‏‎BULB‎‏ ‏‎53‎‏ ‏‎MM‎‏ | ‏‎20‎‏
03-01-0155 | ‎BUNS‎‎EN‎‏ ‏‎BURN‎‎ER FOR‎‏ ‏‎BUTAN‎‎E ,‎‏ ‏‎PROP‎‎ANE‎‏ ‏‎GAS‎‏ | ‏‎20‎‏
03-01-0156 | ‎METH‎‎YLATE‎‎D‎‏ ‏‎SPIRIT‎‏ ‏‎BURN‎‎ER‎‏ | ‏‎20‎‏
‎BEAK‎‎ER ,‎‏ ‏‎POLY‎‎PROP‎‎YLENE‎‏ ‏‎WITH‎‏ ‏‎SPOUT‎
03-01-0157 | ‎CAPA‎‎CITY :‎‏ ‏‎100 ,‎‏ ‏‎250 ,‎‏ ‏‎500 ,‎‏ ‏‎500‎‏ ‏‎ML‎‏ | ‏‎20 each‎‏
03-01-0158 | ‎LOVI‎‎BOND‎‏ ‏‎COMP‎‎ARATE‎‎R‎‏ ‏‎GLASS‎‏ ‏‎CELL –‎‏ ‏‎SQUAR‎‎E‎‏ ‏‎SECTI‎‎ON‎‏ ‏‎OPTIC‎‎AL‎‏ ‏‎PATH‎‏ ‏‎13.5‎‏ ‏‎MM‎‏ | ‏‎200‎‏
‎NESSL‎‎ER‎‏ ‏‎CYLIN‎‎DER‎
03-01-0159 | ‎CAPA‎‎CITY :‎‏ ‏‎50 ,‎‏ ‏‎100‎‏ ‏‎ML‎‏ | ‏‎200 each‎‏
‎CRUCI‎‎BLE –‎‏ ‏‎TRANSL‎‎UCENT‎‏ ‏‎SILICA‎‏ ‏‎WITH‎‎OUT‎‏ ‏‎LID‎
03-01-0160 | ‎CAPA‎‎CITY :‎‏ ‏‎80 ,‎‏ ‏‎150‎‏ ‏‎ML‎‏ | ‏‎30 each‎‏
| ‎CUVE‎‎TTE ,‎‏ | ‏‏
03-01-0161 | ‏ ‏‎LABO‎‎RATOR‎‎Y‎‏ ‏‎TURBI‎‎DITY‎‏ ‏‎METE‎‎R‎‏ ‏‎RANGE‎‏ ‏‎0 –‎‏ ‏‎1000‎‏ ‏‎N.T.‎‎U‎‏ ‏‎WITH‎‏ ‏‎STAND‎‎ARDIZ‎‎ATION‎‏ ‏‎KIT &‎‏ ‏‎TEST‎‏ ‏‎CELL‎‏ | ‏‎10‎‏
03-01-0162 | ‎ ‎‎DISIC‎‎CATOR ‎‎, ‎‎PYRE‎‎X ‎‎GLASS ‎‎WITH ‎‎PLATE ‎‎219 ‎‎MM ‎‎DIA | ‎‎10‎‏
‎MORT‎‎AR & ‎‎PESTL‎‎E , ‎‎AGATE‎
03-01-0163 | ‎CAPA‎‎CITY : ‎‎100 ‎‎MM ‎‎× ‎‎125 ‎‎ML | ‎‎10‎‏
‎PORC‎‎ELAIN ‎‎DISHE‎‎S , ‎‎FLAT ‎‎BOTTO‎‎M , ‎‎SPOUT ‎‎GLAZE‎‎D ‎‎EXCE‎‎PT FOR ‎‎RIM‎
03-01-0164 | ‎CAPA‎‎CITY : ‎‎50 , ‎‎100 ‎‎ML | ‎‎100 each‎‏
‎STORA‎‎GE ‎‎BOTTL‎‎E ‎‎WITH ‎‎STOP ‎‎COCK ‎‎TAPS ‎‎HDP‎‎E‎
03-01-0165 | ‎CAPA‎‎CITY : ‎‎5 , 10 ‎‎, 25 ‎‎L | ‎‎10 each‎‏
‎STORA‎‎GE ‎‎BOTTL‎‎E ‎‎WITH ‎‎SCRE‎‎W ‎‎CAP ‎‎LDP‎‎E‎
03-01-0166 | ‎CAPA‎‎CITY : ‎‎50 ‎‎,100 , ‎‎250 , ‎‎500 , ‎‎1000 ‎‎ML | ‎‎100 each‎‏
‎WIDE ‎‎MOUT‎‎H ‎‎BOTTL‎‎E , ‎‎ROUN‎‎D ‎‎LPD‎‎E‎
03-01-0167 | ‎CAPA‎‎CITY : ‎‎500 , ‎‎1000 ‎‎ML | ‎‎40 each‎‏
‎DIP ‎‎SAMP‎‎LER ‎‎MADE ‎‎OF PP‎
‎LENG‎‎TH ‎‎ØM‎‎M‎
03-01-0168 | ‎200C‎‎M ‎‎22 | ‎‎10‎‏
‎WAS‎‎HING ‎‎BOTTL‎‎E ‎‎,LDP‎‎E‎
03-01-0169 | ‎CAPA‎‎CITY : ‎‎500 ‎‎ML | ‎‎50 each‎‏
03-01-0170 | ‎THER‎‎MOM‎‎ETER -‎‎20ºC ‎‎TO ‎‎250ºC | ‎‎10‎‏
03-01-0171 | ‎SAFET‎‎Y ‎‎BURN‎‎ER ( ‎‎ATP ‎‎) , ‎‎BUTAN‎‎E GAS ‎‎– ‎‎PUSH ‎‎BUTTO‎‎N ‎‎IGNITI‎‎ON | ‎‎10‎‏
‎LOOP ‎‎END ‎‎FOR ‎‎KOLLE ‎‎HANDL‎‎E , ‎‎LONG ‎‎HANDL‎‎E 43 ‎‎MM‎
03-01-0172 | ‎LOOP ‎‎Ø : 3 ‎‎MM ‎‎MADE ‎‎OF ‎‎IRIDIO‎‎PLATI‎‎NIUM | ‎‎20‎‏
‎LABO‎‎RATOR‎‎Y ‎‎DISSE‎‎CTION ‎‎FORCE‎‎PS‎
‎ - BL‎‎U‎‎NT ‎‎EN‎‎D‎
| ‎ - CU‎‎RV‎‎ED ‎‎BL‎‎U‎‎NT ‎‎EN‎‎D‎‎ | ‎‎
03-01-0173 | ‎HEAD ‎‎& ‎‎SPITS ‎‎PROTE‎‎CTION ‎‎PAD ‎‎GLOVE‎‎S , ‎‎FLEXI‎‎BLE ‎‎SILICO‎‎N | ‎‎20 pairs‎‏
03-01-0174 | ‎GROO‎‎VED ‎‎SPATU‎‎LA , ‎‎FLAT ‎‎SPOO‎‎N ‎‎STAINL‎‎ESS ‎‎STEEL ‎‎, ‎‎LENGT‎‎H 190 ‎‎MM | ‎‎40‎‏
03-01-0175 | ‎FLAT ‎‎SPOO‎‎N END ‎‎SPATU‎‎LA ‎‎,STAIN‎‎LESS ‎‎STEEL ‎‎LENGT‎‎H 210 ‎‎MM | ‎‎40‎‏
‎CAPS ‎‎FOR ‎‎BIOLO‎‎GICAL ‎‎CULTU‎‎RE ‎‎TUBES ‎‎, ‎‎ALUM‎‎INUM ‎‎WITH ‎‎STEEL ‎‎SPRIN‎‎G ‎‎INSID‎‎E ‎‎,AUTO‎‎CLAVE‎‎D AT 1 ‎‎BAR‎
03-01-0176 | ‎- ‎‎CAPS ‎‎FOR ‎‎TUBES ‎‎Ø 15 ‎‎–16 ‎‎MM , ‎‎COLOR ‎‎GOLD ‎‎& ‎‎SILVER | ‎‎1000 each‎‏
‎CAPS ‎‎FOR ‎‎BIOLO‎‎GICAL ‎‎CULTU‎‎RE ‎‎TUBES ‎‎, ‎‎ALUM‎‎INUM ‎‎WITH ‎‎STEEL ‎‎SIRIN‎‎G ‎‎INSID‎‎E ‎‎,AUTO‎‎CLAVE‎‎D AT 1 ‎‎BAR‎
03-01-0177 | ‎- ‎‎CAPS ‎‎FOR ‎‎TUBES ‎‎Ø 24 ‎‎– 26 ‎‎MM , ‎‎COLOR ‎‎GOLD ‎‎& ‎‎SILVER | ‎‎1000 each‎‏
‎BOTTL‎‎E TOP ‎‎DISPE‎‎NSER ‎‎WITH ‎‎DIGIT‎‎AL ‎‎VOLU‎‎ME ‎‎SETTIN‎‎G , ‎‎THREA‎‎D ‎‎A32 ‎‎MM , ‎‎3 ‎‎THREA‎‎D ‎‎ADAPT‎‎ERS ‎‎(A28 ‎‎, S40 ‎‎& A ‎‎45 ) ‎‎ONE ‎‎SECTI‎‎ON ‎‎TUBE ‎‎WITH ‎‎SCRE‎‎W ‎‎,ONE ‎‎DISCH‎‎ARGE ‎‎TUBE ‎‎UNIT ‎
03-01-0178 | ‎VOLU‎‎ME ‎‎2.0 – ‎‎10.0 ‎‎ML | ‎‎20‎‏
‎BOTTL‎‎E TOP ‎‎DISPE‎‎NSER ‎‎WITH ‎‎FIXED ‎‎VOLU‎‎ME ‎‎SETTIN‎‎G , ‎‎THREA‎‎D ‎‎A32 ‎‎MM , ‎‎3 ‎‎THREA‎‎D ‎‎ADAPT‎‎ERS ‎‎(A28 ‎‎, S40 ‎‎& A ‎‎45 ) ‎‎ONE ‎‎SECTI‎‎ON ‎‎TUBE ‎‎WITH ‎‎SCRE‎‎W ‎‎,ONE ‎‎DISCH‎‎ARGE ‎‎TUBE ‎‎UNIT ‎
‎VOLU‎‎ME : ‎‎5.0 ‎‎ML‎
03-01-0179 | ‎ ‎‎10.0 ‎‎ML | ‎‎20 each‎‏
03-01-0180 | ‎SILVE‎‎R ‎‎NITRAT‎‎E ( ‎‎AR ) | ‎‎1 kg‎‏
03-01-0181 | ‎DPD ‎‎TABLET‎‎S NO ‎‎. 1 | ‎‎5000 tab‎‏
03-01-0182 | ‎SULFA‎‎NILA‎‎MIDE ‎‎( AR ‎‎) | ‎‎2 kg‎‏
03-01-0183 | ‎POTASS‎‎IUM ‎‎IODIDE ‎‎( AR ) | ‎‎2 kg‎‏
03-01-0184 | ‎ETHAN‎‎OL ‎‎ABSOLU‎‎TE ( ‎‎99- ‎‎100 % ‎‎) | ‎‎20 L‎‏
03-01-0185 | ‎SOLOC‎‎HROM ‎‎CYANI‎‎NE R | ‎‎1 kg‎‏
03-01-0186 | ‎SODIU‎‎M ‎‎ACETAT‎‎E ‎‎ANHYD‎‎ROUS ( ‎‎AR ) | ‎‎1 kg‎‏
03-01-0187 | ‎HYDRO‎‎XYL ‎‎AMMO‎‎NIUM ‎‎CHLORI‎‎DE ( ‎‎AR ) | ‎‎2 KG‎‏
03-01-0188 | ‎FERRIC ‎‎CHLORI‎‎DE ‎‎HEXAH‎‎YDRATE ‎‎( AR ) | ‎‎1 kg‎‏
03-01-0189 | ‎MANG‎‎ANOUS ‎‎SULPHA‎‎TE ‎‎TETRA ‎‎HYDRAT‎‎E ( ‎‎AR ) | ‎‎1 kg‎‏
03-01-0190 | ‎POTASS‎‎IUM ‎‎THIOCY‎‎ANATE ‎‎( AR ) | ‎‎2 kg‎‏
03-01-0191 | ‎AMYL ‎‎ALCOH‎‎OL ( ‎‎GPR ) | ‎‎10 L‎‏
03-01-0192 | ‎PETROL‎‎EUM ‎‎SPIRIT ( ‎‎AR ) ‎‎40 - ‎‎60ºC | ‎‎10 L‎‏
03-01-0193 | ‎GRAM’‎‎S ‎‎IODINE ‎‎STAINI‎‎NG ‎‎SOLUTI‎‎ON | ‎‎2 L‎‏
03-01-0194 | ‎KOVAC‎‎’S ‎‎INDOL ‎‎REAGE‎‎NT | ‎‎5 L‎‏
03-01-0195 | ‎SODIU‎‎M ‎‎BICARB‎‎ONATE ‎‎( AR ) | ‎‎3 kg‎‏
03-01-0196 | ‎POTASS‎‎IUM ‎‎HYDRO‎‎GEN ‎‎DI-‎‎IODATE ‎‎( AR ) | ‎‎1 kg‎‏
03-01-0197 | ‎ERIOC‎‎HROM ‎‎BLACK ‎‎T | ‎‎500 g‎‏
03-01-0198 | ‎4-P ‎‎DIMET‎‎HYL ‎‎BENZAL‎‎DEHYD‎‎E | ‎‎10 L‎‏
03-01-0199 | ‎MURE‎‎XIDE | ‎‎500 g‎‏
03-01-0200 | ‎SODIU‎‎M ‎‎SALICYL‎‎ATE ( ‎‎GPR ) | ‎‎10 kg‎‏
03-01-0201 | ‎TRI ‎‎SODIU‎‎M ‎‎CITRATE ‎‎( AR ) | ‎‎10 kg‎‏
03-01-0202 | ‎1,1,2-‎‎TRICHLO‎‎ROTRIFL‎‎UOROET‎‎HANE ( ‎‎AR ) | ‎‎10 L‎‏
03-01-0203 | ‎SODIU‎‎M ‎‎HYDRO‎‎GEN ‎‎ORTHOP‎‎HOSPH‎‎ATE ‎‎ANHYD‎‎ROUS | ‎‎2 kg‎‏
03-01-0204 | ‎POTASS‎‎IUM ‎‎HYDRO‎‎GEN ‎‎ORTHOP‎‎HOSPH‎‎ATE | ‎‎2 kg‎‏
03-01-0205 | ‎HYDRO‎‎CHLORI‎‎C ACID ‎‎SP.G ‎‎(1.18 ‎‎) AR | ‎‎10 L‎‏
03-01-0206 | ‎HYDRO‎‎CHLORI‎‎C ACID ‎‎SP,G ( ‎‎1.16 ) ‎‎AR | ‎‎10 L‎‏
03-01-0207 | ‎ACETIC ‎‎ACID ‎‎GLACIA‎‎L ‎‎99.5% ‎‎GPR | ‎‎25×25L‎‏
03-01-0208 | ‎STABILI‎‎ZING ‎‎SOLUTI‎‎ON | ‎‎25 L‎‏
03-01-0209 | ‎GLYCE‎‎ROL ‎‎GPR | ‎‎5 L‎‏
03-01-0210 | ‎AMM‎‎ONIA ‎‎0.88 ‎‎25% ‎‎AR | ‎‎10 L‎‏
SECTION 1-1-5: TAJI RES.
‎CODE | ‎‎DESCRIPTION | ‎‎QTY
SPARE PART FOR PUMPS 300/350/400 D.E.S.C
03-01-0211 | CASING EYE RING SET | 6
03-01-0212 | PLUMMER BLOAKS OF SN213 + 1213 | 4
03-01-0213 | THRUST NUT | 2
03-01-0214 | STUD AND THRUST NET FOR SHAFT | 30
03-01-0215 | THRUST WASHERS | 4
‎CODE | ‎‎DESCRIPTION | ‎‎QTY
SPARE PART FOR PUMPS 250/252 D.E.S.C
03-01-0216 | CASING EYE RING SET | 2
03-01-0217 | PLUMMER BLOAKS OF SN213 + 1213 | 2
03-01-0218 | THRUST NUT | 1
03-01-0219 | STUD AND THRUST NET FOR SHAFT | 16
03-01-0220 | THRUST WASHERS | 2
SECTION 1-1-6: SPAR PARTS FOR AL- RASHED PROJECT
‎CODE | ‎‎DESCRIPTION | ‎‎QTY
PUMP TYPE 10LR18A IDP O/N SP1720000 6-08
03-01-0221 | O-RING FOR SLEEV SHAFT | 20
03-01-0222 | V-RING | 20
03-01-0223 | LANTERN RING | 10
03-01-0224 | LOCK NUT | 20
03-01-0225 | SHAFT NUT | 20
03-01-0226 | GLAND RING | 20
03-01-0227 | GLAND | 10
03-01-0228 | STUFFING BOX HOUSING | 10
03-01-0229 | CASING WEAR RING | 10
03-01-0230 | BEARING HOUSING | 12
03-01-0231 | BALL BEARING 6317 | 20
03-01-0232 | BALL BEARING 6320 | 10
03-01-0233 | BALL BEARING 6319 | 10
PUMP TYPE 300 LNN 475 IDP SN/SP1720000 6-15
03-01-0234 | O-RING FOR SLEEV SHAFT | 20
03-01-0235 | SHAFT SLEEVE | 20
03-01-0236 | V-RING | 20
03-01-0237 | LANTERN RING | 10
03-01-0238 | LOCK NUT | 20
03-01-0239 | SHAFT NUT | 20
03-01-0240 | GLAND RIN | 20
03-01-0241 | GLAND RIN | 10
03-01-0242 | STUFFING BOX HOUSING | 10
03-01-0243 | CASING WEAR RING | 10
03-01-0244 | BEARING HOUSING | 12
03-01-0245 | BALL BEARING 6322 | 20
03-01-0246 | COUPLING | 10
PUMP TYPE Q=960 , H=20m , 980 rpm
03-01-0247 | SHAFT | 4
03-01-0248 | IMPLLER | 4
03-01-0249 | WEAR RING | 10
03-01-0250 | COMPLETE ROTATOR CONTIAN : SHAFT , IMPLLER , IMPLLER RING , BALL BEARING , SLEEVE SHAFT | 2
03-01-0251 | SLEEVE SHAFT | 10
03-01-0252 | LOCK NUT | 10
03-01-0253 | GAS GET | 5
03-01-0254 | BALL BEARING | 20
03-01-0255 | O-RING FOR SHAFT SLEEVE | 20
03-01-0256 | BEARING HOUSING | 5
03-01-0257 | SHAFT NUT | 10
03-01-0258 | LANTERN RING | 10
‎CODE | ‎‎DESCRIPTION | ‎‎QTY
PUMP TYPE Q=700 , H=16m ,1450 rpm
03-01-0259 | SHAFT | 4
03-01-0260 | IMPLLER | 4
03-01-0261 | WEAR RING | 10
03-01-0262 | COMPLETE ROTATOR CONTIAN : SHAFT , IMPLLER , IMPLLER RING , BALL BEARING , SLEEVE SHAFT | 2
03-01-0263 | SLEEVE SHAFT | 10
03-01-0264 | LOCK NUT | 10
03-01-0265 | GAS GET | 5
03-01-0266 | BALL BEARING | 20
03-01-0267 | O-RING FOR SHAFT SLEEVE | 20
03-01-0268 | BEARING HOUSING | 5
03-01-0269 | SHAFT NUT | 10
03-01-0270 | LANTERN RING | 10
03-01-0271 | BALL BEARING 6318 | 10
03-01-0272 | BALL BEARING 6314 | 10
‎CODE | ‎‎DESCRIPTION | ‎‎QTY
03-01-0273 | FLOCCULATOR FOR FLOCULTION TANK | 6
LENGTH OF SHAFT 2.90m
DIAMETER OF SHAFT 20.5 cm
WIDTH OF MIXER 1.5 m
400/230V
2.39 : 2.05 A
900/4 rpm
‎CODE | ‎‎DESCRIPTION | ‎‎QTY
03-01-0274 | CHLORIN GAS DISPENSER | 2
CAPCITY : 10 Kg
SECTION 1-1-7: SPAR PARTS FOR AL- WAHDA PROJECT
‎CODE | ‎‎DESCRIPTION | ‎‎QTY
PUMP TYPE 8LR20A
03-01-0275 | O-RING FOR SLEEV SHAFT | 20
03-01-0276 | V-RING | 20
03-01-0277 | LANTERN RING | 10
03-01-0278 | LOCK NUT | 20
03-01-0279 | SHAFT NUT | 20
03-01-0280 | GLAND RING | 20
03-01-0281 | GLAND | 10
03-01-0282 | STUFFING BOX HOUSING | 10
03-01-0283 | CASING WEAR RING | 20
03-01-0284 | BEARING HOUSING | 10
03-01-0285 | BALL BEARING 6317 | 20
03-01-0286 | BALL BEARING 6320 | 10
03-01-0287 | BALL BEARING 6309 | 10
03-01-0288 | GAS GET | 4
PUMP TYPE 10LR16A
03-01-0289 | O-RING FOR SLEEV SHAFT | 20
03-01-0290 | V-RING | 20
03-01-0291 | LANTERN RING | 10
03-01-0292 | LOCK NUT | 20
03-01-0293 | SHAFT NUT | 20
03-01-0294 | GLAND RING | 10
03-01-0295 | GLAND | 10
03-01-0296 | STUFFING BOX HOUSING | 20
03-01-0297 | CASING WEAR RING | 10
03-01-0298 | BEARING HOUSING | 10
03-01-0299 | BALL BEARING 6317 | 20
03-01-0300 | BALL BEARING 6320 | 20
03-01-0301 | BALL BEARING 6311 | 20
03-01-0302 | GAS GET | 4
‎CODE | ‎‎DESCRIPTION | ‎‎QTY
03-01-0303 | MOTOR 132 KW | 6
WIDTH FOR SHAFT 85mm , DIMINSTION 49 x 54 cm
03-01-0304 | BALL BEARING 6318 | 20
03-01-0305 | CLORINE SYSTEM LOK | 4
03-01-0306 | MOTOR 37 KW | 10
WIDTH FOR SHAFT 60mm , DIMINSTION 46 FOR BALM LONG 41cm FOR BALM WIDTH
SECTION 1-1-8: SPARE PART FOR RAW WATER STATION
CODE | ‎DESCRIPTION‎ | QTY
03-01-0307 | COMPLETE RAW WATER PUMPS,TYPE : VERTICAL PUMPS, Q=1m3/Sec , 3600 m3/h , H = 63m WITH MOTOR POWER = 840 KW , 1000rpm , 11KV . | 14
03-01-0308 | PRESSURE CONTROL VALVE (LIEZIER) 700mm . | 8
03-01-0309 | CHECK VALVE (GUICHON) . | 8
03-01-0310 | COMPLETE COOLING PUMPS WITH MOTOR ,Q = 60m3/h H = 20m WITH MOTOR = 5.5 KW , 400V . | 6
03-01-0311 | TEM P4005 A/B RPS3 | 4
03-01-0312 | P5005 A/B RPS4 WITH COMPLET SPARE PART FORT BOTH AS FOLLOWS | 4
03-01-0313 | SHAFT | 40
03-01-0314 | IMPLLER | 40
03-01-0315 | SHAFT SLEEVE | 80
03-01-0316 | ROTATING | 80
03-01-0317 | MECHANICAL SEAL SLEEVE | 80
03-01-0318 | STATIONARY RING | 40
03-01-0319 | SET OF COVPLING PADS | 200
03-01-0320 | SET OF BEARING | 40
SPARE PART FOR RAW WATER PUMPING STATION , MAIN PUMPS :
03-01-0321 | INTERMEDIATE SHAFT | 20
03-01-0322 | TOP SHAFT | 50
03-01-0323 | SHAFT SLEEVE | 100
03-01-0324 | BAAVING BUSH | 250
03-01-0325 | IMPELLER BEARING SLEEVE | 100
03-01-0326 | ADJUSTING NUT | 50
03-01-0327 | WASHERS (2PER SET) | 40SET
03-01-0328 | WASHERS FOR BEARING NUT | 40
03-01-0329 | COMPLETE MUFF COUPLING WITH SCREWS | 200SET
03-01-0330 | IMPELLER (1ST - 2ND) | 100
03-01-0331 | 1ST STAGE PUMP BOWEL WITH RING & SCREW | 40
03-01-0332 | 2ND STAGE PUMP BOWEL WITH RING & SCREW | 40
03-01-0333 | SET OF RADIAL AND THRUST BEARING | 200SET
03-01-0334 | IMPELLER SHAFT | 50
03-01-0335 | THRUST BEARING CARRIER (COMPLETE WITH BEARING & WASHERS AND ACCESSORY) | 20
03-01-0336 | BEARING COVER | 20
03-01-0337 | IMPELLER BEARING SLEEVE | 200
03-01-0338 | SHAFT TUNNEL T0 BE (UPPER) | 50
03-01-0339 | GREASE REGULATOR | 20
03-01-0340 | THRWER | 100
03-01-0341 | GLAND FLANGE | 50
03-01-0342 | FOLLOWER , SPLIT | 100
03-01-0343 | SHAFT TUNNEL T0 BE (MIDDLE) | 100
03-01-0344 | SHAFT TUNNEL T0 BE (LOWER) | 50
03-01-0345 | BEARING NUT | 50
03-01-0346 | SCREW FOR ADJUSTING MLT | 100
03-01-0347 | SEPARATION WASHER | 100
03-01-0348 | FILTER (ISIS H) (DN 50) | 10
03-01-0349 | AXIAL AND RADIAL BEARING FOR MOTOR VF 180 - 27 TYPE RNCB500 2PER SET | 40 SET
03-01-0350 | AXIAL AND RADIAL BEARING FOR MOTOR VF 460 - 31 TYPE RNCB560 2PER SET | 20 SET
03-01-0351 | SPACER RING FOR COUPLING PUMP SIDE | 20
03-01-0352 | LOCATING COLLAR FOR BEARING | 20
03-01-0353 | BEARING ADAPTER SLEEVE | 20
03-01-0354 | BEARING SLEEVE | 250
CODE | ‎DESCRIPTION‎ | QTY
SPARE FOR WINFLUX COPLING INCLUDE ;
03-01-0355 | SPNING FOR COUPLING (GRID) | 50
03-01-0356 | SEAD RING | 50
03-01-0357 | HALF COVER | 50
03-01-0358 | GASKET | 50
03-01-0359 | CAP SCREW AND NUTS (COMPLETE FOR EACH) | 50
03-01-0360 | GLAND PACKING | 1000 m
03-01-0361 | SCREW AND MALE FEMALE UNIONS | 100
03-01-0362 | VALVE | 200
03-01-0363 | UNION ELBOW 1/2" | 200
03-01-0364 | UNION FITTING 1 1/2" | 200
03-01-0365 | UNION FITTING 1/2" | 400
03-01-0366 | REDUCED NIPPLE FOR BEARING | 50
03-01-0367 | INTERMEDIATE BEARING | 100
03-01-0368 | TOP BEARING | 100
03-01-0369 | COUPLING RING SPLIT | 100
03-01-0370 | INTER STAGE SLEEVE | 50
03-01-0371 | IMPELLER NUT WITH SCREW | 100
03-01-0372 | STUD | 1000
03-01-0373 | NUT | 1000
03-01-0374 | SCREW | 5000
03-01-0375 | LUBRICATING PIPE FOR IMPLLER | 50
03-01-0376 | REDUCED NIPPLE FOR IMPLLER | 50
03-01-0377 | BELL MOUTH WITH RING & SCREW | 50
03-01-0378 | CASING WEAR RING | 50
03-01-0379 | CONNECTING PIECE | 10
START RAW WATER PUMPS ;
03-01-0380 | INTERMEDIATE SHAFT | 20
03-01-0381 | TOP SHAFT | 40
03-01-0382 | IMPELLER SHAFT | 40
03-01-0383 | 1ST STAGE IMPELLER | 40
03-01-0384 | 2ND STAGE IMPELLER | 40
03-01-0385 | ADJUSTING NUT | 10
03-01-0386 | INTERMEDIATE BEARING SLEEVE | 100
03-01-0387 | IMPELLER BEARING SLEEVE | 100
03-01-0388 | SET OF RADIAL & THRUST BEARINGS (2 PER SET) | 40SET
03-01-0389 | THRUST BEARING COVER (COMPLETE WITH BEARING & WASHERS AND ACCESSORY | 20
03-01-0390 | BEARING COVER | 20
03-01-0391 | BEARING BUSH | 100
03-01-0392 | COMPLETE MUFF COUPLING WITH SCREWS (2 PER SET) | 100SET
03-01-0393 | SHAFT SLEEVE | 100
03-01-0394 | WASHERS (2 PER SET) | 40
03-01-0395 | WASHERS FOR BEARING NUT | 40
03-01-0396 | 1ST STAGE PUMP BOWEL WITH RING & SCREW | 20
03-01-0397 | 2ND STAGE PUMP BOWEL WITH RING & SCREW | 20
03-01-0398 | SHAFT TUNNEL TO BE (UPPER) | 20
03-01-0399 | SHAFT TUNNEL TO BE (MIDDLE) | 20
03-01-0400 | SHAFT TUNNEL TO BE (LOWER) | 20
03-01-0401 | GREASE REGULATOR | 10
03-01-0402 | THROWER | 10
03-01-0403 | GLAND FLANGE | 10
03-01-0404 | FOLLOWER , SPLIT | 20
03-01-0405 | BEARING NUT | 20
CODE | ‎DESCRIPTION‎ | QTY
03-01-0406 | SCREW FOR ADJUSTING NUT | 50
03-01-0407 | SEPARATION WASHER | 50
03-01-0408 | SPACER RING FOR COUPLING PUMP SIDE | 20
03-01-0409 | LOCATING COLLAR FOR BEARING | 20
03-01-0410 | BEARING ADAPTER SLEEVE | 20
03-01-0411 | BEARING SLEEVE | 150
CODE | ‎DESCRIPTION‎ | QTY
SPARE FOR WINFLEX COUPLING INCLUDE ;
03-01-0412 | SPRING FOR COUPLING (GRID) | 20
03-01-0413 | SEAL RING | 20
03-01-0414 | HALF COVER | 20
03-01-0415 | GASKET | 20
03-01-0416 | CAP SCREW AND NUTS (COMPLETE) FOR EACH COVER | 20
03-01-0417 | GLAND PACKING | 1000m
03-01-0418 | SCREW AND MDLE FEMALE UNIONS | 100
03-01-0419 | REDUCED NIPPLE FOR BEARING | 20
03-01-0420 | INTERMEDIATE BEARING | 20
03-01-0421 | TOP BEARING | 50
03-01-0422 | COUPLING RING SPLIT | 50
03-01-0423 | IMPELLER NUT WITH SCREW | 50
03-01-0424 | STUD FOR BELMOUTH | 1000
03-01-0425 | NUT | 1000
03-01-0426 | STUD FOR BOWEL WITH NUT SCREW | 2000
03-01-0427 | LUBRICATING PIPE FOR IMPRLLER | 20
03-01-0428 | REDUCED NIPPLE FOR IMPELLER | 20
03-01-0429 | BELL MOUTH WITH RING & SCREW | 20
03-01-0430 | CASING WEAR RING | 20
03-01-0431 | CONNECTING PIECE | 10
BOOSTER PUMPS SPARES ;
03-01-0432 | IMPELLER SHAFT | 20
03-01-0433 | INTERMEDIATE SHAFT | 20
03-01-0434 | TOP SHAFT | 20
03-01-0435 | IMPELLER | 40
03-01-0436 | CASING WEAR RING | 20
03-01-0437 | INTER STAGE SLEEVE OF IMPELLER | 40
03-01-0438 | INTERMEDIATE SOCKET | 40
03-01-0439 | INTER STAGE SLEEVE | 40
03-01-0440 | IMPELLER BEARING | 40
03-01-0441 | INTERMEDIATE BEARING SLEEVE | 40
03-01-0442 | BEARING BUSH | 40
03-01-0443 | NON RETURN VALVE | 8
03-01-0444 | SET OF COUPLING PADS | 100SET
PROBE RESISTANCE FOR MOTOR :
03-01-0445 | PLATINE 100 OHMS AT 00C , ACCORDING WITH RESSTANCE - TEMPERATURE VARIATION LAW DEFINITED BY THE DIN 43760 NORM ; THERE NOMINAL VALUE BEING 100 OHMS AT 00C AND 138.5 OHMS AT 1000C . | 50
CODE | ‎DESCRIPTION‎ | QTY
03-01-0446 | COMPLETE COOLING TOWER FOR RAW WATER PUMPING STATION WITH ALL EQUIPMENT INSIDE | 5
‎SECTION 1-2: COMPACT UNIT‎
‎CONTAINERIZED PREMOUNTED WATER TREATMENT PLANT‎
03-01-0447 | ‎NOS : 10
‎PLANT CAPACITY 200 m3/hr‎
‎ELECTRIC POWER 400 V+ 10% , 50 Hz , 3-PHASE A.C.‎
‎RAW WATER PUMPS ‎
03-01-0448 | ‎NUMBER : 2
‎CAPACITY : 260 m3/h‎
‎HEAD : 20m
HORIZONTAL , CENTRIFUGAL END - SACTION TYPE WITH SPEED 1450 rpm , GLAND TYPE
NPS Hr : 2.6 m
‎FILTER LOADING PUMP‎
‎NUMBER : 2
‎CAPACITY : 200 m3/h‎
‎HEAD : 50m
‎HORIZONTEL , CENTRFUGAL END SUCTION TYPE WITH SPEED ‎‎1450 R.P.M , GLAND TYPE .‎
‎FLOCCULATION‎
‎RETENTION PERIOD NOT LESS THAN 14.5 MINUTES‎
‎SEDIMENTATION‎
‎HYDRAUTIC SURFACE LOAD : 1.0 m3/m2/h
‎THICKNESS OF THE TANK PLATE : 6 mm‎
‎FILTERATION‎
‎FILTRATION VELOCITY NOT MORE THAN : 9.0 m/hr‎
‎DRINKING WATER OUTLET PRESSURE : 50 - 60 METER‎
‎THICKNESS OF THE FILTER PLATE : 10 mm‎
‎THICKNESS OF THE DISHED END OF ‎
‎FILTERS TO BE : 12 mm‎
TESTING PRESSURE : 10 bar
‎GENERAL‎
‎1- THE PREFABRICATED PLANT IS DESIGNED TO PRODUCE ‎‎POTABLE WATER FROM RIVER , LAKE ,‎
‎THE PLANT IS DESIGNED FOR EXTREMELY EASY ASSEMBLY ‎‎AND DISASSEMBLY IN REMOTE AREAS , I.E. ALL PROCESS ‎‎EQUIPMENTS ARE SKID MOUNTED IN CONTAINER UNITS ‎‎INCLUDING TANKS , PUMPS , FILTERS , HYDROPHORES , ‎‎ELECTRICAL PANED AND DOSING EQUIPEMENT ARE ‎‎MOUNTED IN A CONTAINERIZED CONTROL BUILDING THAT IS ‎‎OPERATIVE AFTER COUNETION OF ELECTRICITY AND WATER .‎
‎2- THE DRINKING WATER MEETS THE REQUIREMENTS OF THE ‎‎( INTERNATIONAL STANDARDS FOR DRINKING WATER )‎
‎( WORLD HEALTH ORGANISATION) .‎
SECTION 1-3: SUPPLY AND ERECTION OF COMPLETE PASSENGER LIFT , ALL ACCESSORIES TURNKEY JOB AND SPARE PARTS FOR TWO OPERATING YEARS
CODE | ‎DESCRIPTION‎ | QTY
03-01-0449 | CAPACITY : 20 PERSON , 1500 KG (EACH) | 1
MAIN VOLTAGE : 3PH , 400V , 50Hz
NO. OF FLOORS : 1 BASEMENT + 1 GROUND + 7 FLOORS
SACH LIFT INCLUDES FOLLOWING
EQUIPMENT :
1. COMPLETE DRIVING MACHINE ELECTRIC MOTOR AND ALL MACHINE ROOM ACCESSORIES
2. COMPLETE CONTROL PANEL AND COMPLETE WIRING
3. PUSH BUTTON AND INDICATORS (FLOOR + CAR) COMPLETE PASSENGER CAR AND COUNTER WEIGHT AND STEEL WIRES , GUIDE RAILS AND SAFETY SWITCH AND INDICATIONS
4. CAR AND FLOOR DOOR
5. COMPLETE LIFT FURNITURE OF HIGH STANDARD QUALITY SUCH AS INTER PHONE , EXHAUST FANS , MIRRORS EMERGENCY POWER SUPPLY
6. ALL MECHANICAL AND ELECTRICAL PROTECTION NEEDED
NOTE : SHAFT , CONTROL ROOM AND SITE DIMENSIONS (CAR , FLOOR DIMEN) CAN BE TAKEN IN DETAILS ON SITE
SECTION 1-4 : BALL BEARING
‎CODE | ‎‎DESCRIPTION | ‎‎QTY
03-01-0450 | 1213 SN | 10
03-01-0451 | 1216 SN | 6
03-01-0452 | 6322 | 20
03-01-0453 | 7322 | 40
03-01-0454 | 6315 | 32
03-01-0455 | 7319 | 10
03-01-0456 | 7318 | 22
03-01-0457 | 6303 | 16
03-01-0458 | 6307 | 26
03-01-0459 | 6208 | 26
03-01-0460 | 6205 | 10
03-01-0461 | 6209 | 36
03-01-0462 | 1216 | 6
03-01-0463 | 6318 | 6
03-01-0464 | 1209 | 4
03-01-0465 | 1213 | 8
03-01-0466 | 22216 | 16
03-01-0467 | RHP6206ZZ | 30
03-01-0468 | RHP6208ZZ | 30
03-01-0469 | RHP6308ZZ | 20
03-01-0470 | SKF6238 | 20
03-01-0471 | SKF6244 | 20
03-01-0472 | SKF6230 | 20
03-01-0473 | SKF6313C3 | 6
03-01-0474 | SKF23218 | 10
03-01-0475 | SKF6318 | 10
03-01-0476 | SKF 6315 | 8
03-01-0477 | SKF7318B | 17
03-01-0478 | 6328 | 30
03-01-0479 | 6324 | 30
03-01-0480 | 7307 | 20
03-01-0481 | 6306 | 20
03-01-0482 | 6308 | 20
03-01-0483 | 6310 | 20
03-01-0484 | 7330 | 15
03-01-0485 | NU326 | 15
03-01-0486 | NU232 | 15
03-01-0487 | 6330 | 15
03-01-0488 | 7322 | 30
SECTION 1-5:SUBMERSIBLE PUMP
CODE | ‎DESCRIPTION‎ | QTY
03-01-0489 | SUBMERSIBLE PUMP 1" SINGLE PHASE FOR TREATED WATER WITH STARTER | 25
03-01-0490 | SUBMERSIBLE PUMP 1" SINGLE PHASE FOR RAW WATER WITH STARTER | 10
03-01-0491 | SUBMERSIBLE PUMP 2" SINGLE PHASE FOR TREATED WATER WITH STARTER | 25
03-01-0492 | SUBMERSIBLE PUMP 2" SINGLE PHASE FOR RAW WATER WITH STARTER | 10
03-01-0493 | SUBMERSIBLE PUMP 2" FOR TREATED WATER WITH STARTER THREE PHASE | 80
03-01-0494 | SUBMERSIBLE PUMP 2" FOR RAW WATER WITH STARTER THREE PHASE | 20
03-01-0495 | SUBMERSIBLE PUMP 3" FOR TREATED WATER WITH STARTER THREE PHASE | 60
03-01-0496 | SUBMERSIBLE PUMP 3" FOR RAW WATER WITH STARTER THREE PHASE | 50
03-01-0497 | SUBMERSIBLE PUMP 4" FOR TREATED WATER WITH STARTER THREE PHASE | 50
03-01-0498 | SUBMERSIBLE PUMP 4" FOR RAW WATER WITH STARTER THREE PHASE | 30
COMPLETE SPARE PARTS FOR ALL SUBMERSIBLE PUMPS
SUBMERSIBLE CLEAR WATER PUMP ( MOBILE INSTALLATION)
A) SPECIFICATION:
1. SUPPLY OF SUBMERSIBLE PUMP FOR CLEAR WATER WITH VALVE OF THE LIQUID4-10
2. IMPELLER TO BE MADE OF STAINLESS STEEL OR EQUIVALENT
3. SHAFT TO BE MADE OF STAINLESS STEEL
4. THE TEMPERATURE OF PUMPED WATER 60 DEGREE
5. MOTOR SPECIFICATIONS:
CLASS OF INSULATION F/H
VOLTAGE : 380 V , 50HZ, 3Q
VOLTAGE FLUCTUTION: IS IN I 5%
CABLE LENGTH : 30 M
6. PROTCTION FUNNTION:
HEAT PROTETOR
LEAKAGE PROTCTOR
OIL-WATER PROB IN CABLE JUM\NCTION CHAMBER
OIL-WATER PROB IN OIL CHAMBER
TEMPERATURE -PROTECTOR IN SHAFT
B)PUMP STARTERS
THE STARTER SHOULD BE WITH FOLLOWING PROTCTIONS
PHASE /SEQUNCE RELAY , OVER TEMP, OVR LOAD ,
MAIN CIRCUIT BREAKER.
ALL NESSESSARY SWITCHES ON/OFF/AUTO & SINGAL
LAMPS (ON ,OFF,TRIP, DRY, HUMID_
FLOOR STANDING CUBICAL FOR THE PUMP STARTER IP 55
FLOAT SWITCHES FOR AUTOMATIC OPERATION & DRY PROTECTION
ACCESSORIES:
DISCHAGRE ELBOW WITH FLANGE
FLANGE SLEEVE
DISCHARGE HOSE WITH HOSE CLIPS(L HEAD)
SKIRT BASE
CHAIN WITH SHACKLE
CONTROL PANELS & CONTROL SYSTEM
CABLE TYPE STARTIN : STAR /DELTA
WET TRANSPORTABLE
STRIANER
03-01-0499 | 3 INGH DIAMETER | 100
DN: 80MM
H: 25M Q: 40 M3/H
03-01-0500 | 2 INGH DIAMETER | 100
DN: 50MM
H: 15 M Q: 30 M3/H
03-01-0501 | 4 INGH DIAMETER | 100
DSN : 100MM
H: 25M Q :60 M3/H
WITH 20% SPARE PARTS WITH WIERS FOR MOTOR MAINTENANCE
SECTION 1-6: ‎DICTILE IRON FITTING SUITABLE FOR DUCTILE IRON PIPES‎
CODE | ‎‎DESCRIPTION | ‎‎QTY ml
03-01-0502 | ‎Ductile‎‏ ‏‎iron‎‏ ‏‎pipes‎‏ ‏‎with‎‏ ‏‎normal‎‏ ‏‎diameter‎‏ ‏‎1600m‎‏ | ‎5000‎‏
03-01-0503 | ‎Ductile‎‏ ‏‎iron‎‏ ‏‎pipes‎‏ ‏‎with‎‏ ‏‎normal‎‏ ‏‎diameter‎‏ ‏‎1400m‎‏ | ‎5000‎‏
03-01-0504 | ‎Ductile‎‏ ‏‎iron‎‏ ‏‎pipes‎‏ ‏‎with‎‏ ‏‎normal‎‏ ‏‎diameter‎‏ ‏‎1200m‎‏ | ‎5000‎‏
03-01-0505 | ‎Ductile‎‏ ‏‎iron‎‏ ‏‎pipes‎‏ ‏‎with‎‏ ‏‎normal‎‏ ‏‎diameter‎‏ ‏‎1000m‎‏ | ‎5000‎‏
03-01-0506 | ‎Ductile‎‏ ‏‎iron‎‏ ‏‎pipes‎‏ ‏‎with‎‏ ‏‎normal‎‏ ‏‎diameter‎‏ ‏‎900m‎‏ | ‎5000‎‏
03-01-0507 | ‎Ductile‎‏ ‏‎iron‎‏ ‏‎pipes‎‏ ‏‎with‎‏ ‏‎normal‎‏ ‏‎diameter‎‏ ‏‎800m‎‏ | ‎5000‎‏
03-01-0508 | ‎Ductile‎‏ ‏‎iron‎‏ ‏‎pipes‎‏ ‏‎with‎‏ ‏‎normal‎‏ ‏‎diameter‎‏ ‏‎700m‎‏ | ‎5000‎‏
03-01-0509 | ‎Ductile‎‏ ‏‎iron‎‏ ‏‎pipes‎‏ ‏‎with‎‏ ‏‎normal‎‏ ‏‎diameter‎‏ ‏‎600m‎‏ | ‎5000‎‏
03-01-0510 | ‎Ductile‎‏ ‏‎iron‎‏ ‏‎pipes‎‏ ‏‎with‎‏ ‏‎normal‎‏ ‏‎diameter‎‏ ‏‎500m‎‏ | ‎5000‎‏
03-01-0511 | ‎Ductile‎‏ ‏‎iron‎‏ ‏‎pipes‎‏ ‏‎with‎‏ ‏‎normal‎‏ ‏‎diameter‎‏ ‏‎400m‎‏ | ‎5000‎‏
03-01-0512 | ‎Ductile‎‏ ‏‎iron‎‏ ‏‎pipes‎‏ ‏‎with‎‏ ‏‎normal‎‏ ‏‎diameter‎‏ ‏‎300m‎‏ | ‎5000‎‏
CODE | ‎‎DESCRIPTION | ‎‎QTY No.
03-01-0513 | ‎Flange‎‏ ‏‎Socket‎‏ ‏‎1600 mm‏ | ‎5‎‏
03-01-0514 | ‎Flange‎‏ ‏‎Spigote‎‏ ‏‎1600‎mm‏ | ‎5‎‏
03-01-0515 | ‎Collar‎‏ ‏‎Ductile‎‏ ‏‎1600mm‎‏ | ‎5‎‏
03-01-0516 | ‎Double‎‏ ‏‎socket‎‏ ‏‎bend 45º,‎‏ ‏‎90º, 1600‎‏ ‏‎for each‎‏ | ‎2‎‏
03-01-0517 | ‎All‎‏ ‏‎flange‎‏ ‏‎bend 45º,‎‏ ‏‎90º, 1600‎‏ ‏‎for each‎‏ | 10
03-01-0518 | ‎All‎‏ ‏‎flange‎‏ ‏‎equal tee‎‏ ‏‎1600x16‎‎00‎‏ mm | 4
03-01-0519 | ‎All‎‏ ‏‎socket‎‏ ‏‎equal tee‎‏ ‏‎1600x16‎‎00‎‏ | 4
03-01-0520 | ‎Socket-‎‎flange tee‎‏ ‏‎1600x16‎‎00‎‏ | 4
03-01-0521 | ‎Socket-‎‎flange tee‎‏ ‏‎1600x14‎‎00‎‏ | ‎2‎‏
03-01-0522 | ‎Socket-‎‎flange tee‎‏ ‏‎1600x12‎‎00‎‏ | ‎2‎‏
03-01-0523 | ‎Socket-‎‎flange tee‎‏ ‏‎1000x10‎‎0‎‏ | ‎2‎‏
03-01-0524 | ‎Socket-‎‎flange tee‎‏ ‏‎1600x90‎‎0‎‏ | ‎2‎‏
03-01-0525 | ‎Socket-‎‎flange tee‎‏ ‏‎1600x80‎‎0‎‏ | ‎2‎‏
03-01-0526 | ‎Socket-‎‎flange tee‎‏ ‏‎1600x70‎‎0‎‏ | ‎2‎‏
03-01-0527 | ‎Socket-‎‎flange tee‎‏ ‏‎1600x60‎‎0‎‏ | ‎2‎‏
03-01-0528 | ‎Double‎‏ ‏‎flange‎‏ ‏‎taper‎‏ ‏‎1600x14‎‎00‎‏ | ‎1‎‏
03-01-0529 | ‎Double‎‏ ‏‎flange‎‏ ‏‎taper‎‏ ‏‎1600x12‎‎00‎‏ | ‎1‎‏
03-01-0530 | ‎Ditto‎‏ ‏‎flange‎‏ ‏‎taper‎‏ ‏‎1600x10‎‎00‎‏ | ‎1‎‏
03-01-0531 | ‎Flange –‎‏ ‏‎socket‎‏ ‏‎1400‎‏ | ‎5‎‏
03-01-0532 | ‎Flane –‎‏ ‏‎spegate‎‏ ‏‎1400‎‏ | ‎5‎‏
03-01-0533 | ‎Ductile‎‏ ‏‎collar‎‏ ‏‎1400‎‏ | ‎5‎‏
03-01-0534 | ‎Double‎‏ ‏‎socket‎‏ ‏‎bend‎‏ ‏‎45,90,‎‏ ‏‎1400 for‎‏ ‏‎each‎‏ | ‎2‎‏
03-01-0535 | ‎All‎‏ ‏‎flange‎‏ ‏‎bend‎‏ ‏‎45,90‎‏ ‏‎,1400 for‎‏ ‏‎each‎‏ | ‎2‎‏
03-01-0536 | ‎All‎‏ ‏‎flange‎‏ ‏‎equal tee‎‏ ‏‎1400x14‎‎00‎‏ | ‎1‎‏
03-01-0537 | ‎All‎‏ ‏‎socket‎‏ ‏‎equal tee‎‏ ‏‎1400x14‎‎00‎‏ | ‎2‎‏
CODE | ‎‎DESCRIPTION | ‎‎QTY No.
03-01-0538 | ‎Socket-‎‎flange tee‎‏ ‏‎1400x14‎‎00‎‏ | ‎2‎‏
03-01-0539 | ‎Socket-‎‎flange tee‎‏ ‏‎1400x12‎‎00‎‏ | ‎2‎‏
03-01-0540 | ‎Socket-‎‎flange tee‎‏ ‏‎1400x10‎‎00‎‏ | ‎2‎‏
03-01-0541 | ‎Socket-‎‎flange tee‎‏ ‏‎1400x90‎‎0‎‏ | ‎2‎‏
03-01-0542 | ‎Socket-‎‎flange tee‎‏ ‏‎1400x80‎‎0‎‏ | ‎2‎‏
03-01-0543 | ‎Double-‎‎flange‎‏ ‏‎tapper‎‏ ‏‎1400x12‎‎00‎‏ | ‎2‎‏
03-01-0544 | ‎Double-‎‎flange‎‏ ‏‎tapper‎‏ ‏‎1400x12‎‎00‎‏ | ‎2‎‏
03-01-0545 | ‎Flange –‎‏ ‏‎socket‎‏ ‏‎1200‎‏ | ‎10‎‏
03-01-0546 | ‎Flange –‎‏ ‏‎spigate‎‏ ‏‎1200‎‏ | ‎10‎‏
03-01-0547 | ‎Ductile‎‏ ‏‎collar‎‏ ‏‎1200‎‏ | ‎10‎‏
03-01-0548 | ‎Double-‎‎socket‎‏ ‏‎bend‎‏ ‏‎(45,90)‎‏ ‏‎1200for‎‏ ‏‎each‎‏ | ‎2‎‏
03-01-0549 | ‎Double-‎‎flange‎‏ ‏‎bend‎‏ ‏‎(45,90)‎‏ ‏‎1200 for‎‏ ‏‎each‎‏ | ‎2‎‏
03-01-0550 | ‎All‎‏ ‏‎flange‎‏ ‏‎equal tee‎‏ ‏‎1200x12‎‎00‎‏ | ‎2‎‏
03-01-0551 | ‎All‎‏ ‏‎socket‎‏ ‏‎equal tee‎‏ ‏‎1200x12‎‎00‎‏ | ‎2‎‏
03-01-0552 | ‎Socket-‎‎flange tee‎‏ ‏‎1200x12‎‎00‎‏ | ‎2‎‏
03-01-0553 | ‎Socket-‎‎flange tee‎‏ ‏‎1200x10‎‎00‎‏ | ‎2‎‏
03-01-0554 | ‎Socket-‎‎flange tee‎‏ ‏‎1200x80‎‎0‎‏ | ‎2‎‏
03-01-0555 | ‎Socket-‎‎flange tee‎‏ ‏‎1200x60‎‎0‎‏ | ‎2‎‏
03-01-0556 | ‎Double‎‏ ‏‎flange‎‏ ‏‎tapper‎‏ ‏‎1200x10‎‎00‎‏ | ‎2‎‏
03-01-0557 | ‎Double‎‏ ‏‎flange‎‏ ‏‎tapper‎‏ ‏‎1200x80‎‎0‎‏ | ‎2‎‏
03-01-0558 | ‎Double‎‏ ‏‎flange‎‏ ‏‎tapper‎‏ ‏‎1200x60‎‎0‎‏ | ‎2‎‏
03-01-0559 | ‎Flange‎‏ ‏‎socket‎‏ ‏‎1000‎‏ | ‎5‎‏
03-01-0560 | ‎Flange‎‏ ‏‎spigate‎‏ ‏‎1000‎‏ | ‎5‎‏
03-01-0561 | ‎Ductile‎‏ ‏‎collar‎‏ ‏‎1000‎‏ | ‎5‎‏
03-01-0562 | ‎Double‎‏ ‏‎socket‎‏ ‏‎bend‎‏ ‏‎(45,90)‎‏ ‏‎1000 for‎‏ ‏‎each‎‏ | ‎2‎‏
03-01-0563 | ‎All-‎‎flange‎‏ ‏‎bend‎‏ ‏‎(45,90)‎‏ ‏‎1000 for‎‏ ‏‎each‎‏ | ‎2‎‏
03-01-0564 | ‎All-‎‎flange‎‏ ‏‎equal tee‎‏ ‏‎1000x10‎‎00‎‏ | ‎10‎‏
03-01-0565 | ‎All-‎‎socket‎‏ ‏‎equal tee‎‏ ‏‎1000x10‎‎00‎‏ | ‎1‎‏
03-01-0566 | ‎Socket-‎‎flanage‎‏ ‏‎tee‎‏ ‏‎1000x10‎‎00‎‏ | ‎2‎‏
03-01-0567 | ‎Socket-‎‎flanage‎‏ ‏‎tee‎‏ ‏‎1000x80‎‎0‎‏ | ‎2‎‏
03-01-0568 | ‎Socket-‎‎flanage‎‏ ‏‎tee‎‏ ‏‎1000x60‎‎0‎‏ | ‎2‎‏
03-01-0569 | ‎Double‎‏ ‏‎flange‎‏ ‏‎tapper‎‏ ‏‎1000x80‎‎0‎‏ | ‎2‎‏
03-01-0570 | ‎Double‎‏ ‏‎flange‎‏ ‏‎tapper‎‏ ‏‎1000x60‎‎0‎‏ | ‎2‎‏
03-01-0571 | ‎Flange‎‏ ‏‎socket‎‏ ‏‎900‎‏ | ‎10‎‏
03-01-0572 | ‎Flange‎‏ ‏‎spigate‎‏ ‏‎900‎‏ | ‎10‎‏
03-01-0573 | ‎Ductile‎‏ ‏‎collar‎‏ ‏‎900‎‏ | ‎10‎‏
03-01-0574 | ‎Double‎‏ ‏‎socket‎‏ ‏‎bend‎‏ ‏‎(45,90)‎‏ ‏‎900 for‎‏ ‏‎each‎‏ | ‎2‎‏
03-01-0575 | ‎Double‎‏ ‏‎flanage‎‏ ‏‎bend‎‏ ‏‎(45,90)‎‏ ‏‎900 for‎‏ ‏‎each‎‏ | ‎2‎‏
03-01-0576 | ‎All‎‏ ‏‎flanage‎‏ ‏‎equal tee‎‏ ‏‎900x900‎‏ | ‎1‎‏
03-01-0577 | ‎Socket-‎‎flange tee‎‏ ‏‎900x900‎‏ | ‎1‎‏
03-01-0578 | ‎Socket-‎‎flange tee‎‏ ‏‎900x800‎‏ | ‎2‎‏
03-01-0579 | ‎Socket-‎‎flange tee‎‏ ‏‎900x700‎‏ | ‎2‎‏
CODE | ‎‎DESCRIPTION | ‎‎QTY No.
03-01-0580 | ‎Socket-‎‎flange tee‎‏ ‏‎900x600‎‏ | ‎2‎‏
03-01-0581 | ‎Double‎‏ ‏‎flange‎‏ ‏‎tapper‎‏ ‏‎900x100‎‎0‎‏ | ‎2‎‏
03-01-0582 | ‎Double‎‏ ‏‎flange‎‏ ‏‎tapper‎‏ ‏‎900x700‎‏ | ‎2‎‏
03-01-0583 | ‎Double‎‏ ‏‎flange‎‏ ‏‎tapper‎‏ ‏‎900x600‎‏ | ‎2‎‏
03-01-0584 | ‎Flange‎‏ ‏‎socket‎‏ ‏‎800‎‏ | ‎10‎‏
03-01-0585 | ‎Flanage‎‏ ‏‎spigate‎‏ ‏‎800‎‏ | ‎10‎‏
03-01-0586 | ‎Ductile‎‏ ‏‎collar‎‏ ‏‎800‎‏ | ‎10‎‏
03-01-0587 | ‎Double‎‏ ‏‎socket‎‏ ‏‎bend‎‏ ‏‎(45,90,22‎‎.1) 800‎‏ ‏‎for each‎‏ | ‎2‎‏
03-01-0588 | ‎All‎‏ ‏‎flange‎‏ ‏‎bend‎‏ ‏‎(45,90)‎‏ ‏‎800 for‎‏ ‏‎each‎‏ | ‎2‎‏
03-01-0589 | ‎All‎‏ ‏‎flange‎‏ ‏‎equal tee‎‏ ‏‎800x700‎‏ | ‎2‎‏
03-01-0590 | ‎All‎‏ ‏‎socket‎‏ ‏‎equal tee‎‏ ‏‎800x700‎‏ | ‎2‎‏
03-01-0591 | ‎Socket-‎‎flange tee‎‏ ‏‎800x700‎‏ | ‎2‎‏
03-01-0592 | ‎Socket-‎‎flange tee‎‏ ‏‎800x600‎‏ | ‎3‎‏
03-01-0593 | ‎Socket-‎‎flange tee‎‏ ‏‎800x500‎‏ | ‎3‎‏
03-01-0594 | ‎Socket-‎‎flange tee‎‏ ‏‎800x400‎‏ | ‎5‎‏
03-01-0595 | ‎Socket-‎‎flange tee‎‏ ‏‎800x300‎‏ | ‎5‎‏
03-01-0596 | ‎Double‎‏ ‏‎flange‎‏ ‏‎tapper‎‏ ‏‎800x700‎‏ | ‎3‎‏
03-01-0597 | ‎Double‎‏ ‏‎flange‎‏ ‏‎tapper‎‏ ‏‎800x600‎‏ | ‎3‎‏
03-01-0598 | ‎Double‎‏ ‏‎flange‎‏ ‏‎tapper‎‏ ‏‎800x500‎‏ | ‎5‎‏
03-01-0599 | ‎Double‎‏ ‏‎flange‎‏ ‏‎tapper‎‏ ‏‎800x400‎‏ | ‎5‎‏
03-01-0600 | ‎Double‎‏ ‏‎flange‎‏ ‏‎tapper‎‏ ‏‎800x300‎‏ | ‎5‎‏
03-01-0601 | ‎Flange‎‏ ‏‎socket‎‏ ‏‎700‎‏ | ‎25‎‏
03-01-0602 | ‎Flange‎‏ ‏‎spigote‎‏ ‏‎700‎‏ | ‎25‎‏
03-01-0603 | ‎Ductile‎‏ ‏‎collar‎‏ ‏‎700‎‏ | ‎50‎‏
03-01-0604 | ‎Double‎‏ ‏‎socket‎‏ ‏‎bend‎‏ ‏‎(90,45)‎‏ ‏‎700 for‎‏ ‏‎each‎‏ | ‎10‎‏
03-01-0605 | ‎All‎‏ ‏‎flanage‎‏ ‏‎bend‎‏ ‏‎(90,45)‎‏ ‏‎700 for‎‏ ‏‎each‎‏ | ‎10‎‏
03-01-0606 | ‎All‎‏ ‏‎socket‎‏ ‏‎equal tee‎‏ ‏‎700x700‎‏ | ‎2‎‏
03-01-0607 | ‎Socket-‎‎flange‎‏ ‏‎equal tee‎‏ ‏‎700x700‎‏ | ‎3‎‏
03-01-0608 | ‎Socket-‎‎flange‎‏ ‏‎equal tee‎‏ ‏‎700x600‎‏ | ‎3‎‏
03-01-0609 | ‎Socket-‎‎flange‎‏ ‏‎equal tee‎‏ ‏‎700x500‎‏ | ‎3‎‏
03-01-0610 | ‎Socket-‎‎flange‎‏ ‏‎equal tee‎‏ ‏‎700x400‎‏ | ‎5‎‏
03-01-0611 | ‎Socket-‎‎flange‎‏ ‏‎equal tee‎‏ ‏‎700x300‎‏ | ‎5‎‏
03-01-0612 | ‎Double‎‏ ‏‎flange‎‏ ‏‎equal‎‏ ‏‎tapper‎‏ ‏‎700x600‎‏ | ‎3‎‏
03-01-0613 | ‎Double‎‏ ‏‎flange‎‏ ‏‎equal‎‏ ‏‎tapper‎‏ ‏‎700x500‎‏ | ‎3‎‏
03-01-0614 | ‎Double‎‏ ‏‎flange‎‏ ‏‎equal‎‏ ‏‎tapper‎‏ ‏‎700x400‎‏ | ‎5‎‏
03-01-0615 | ‎Double‎‏ ‏‎flange‎‏ ‏‎equal‎‏ ‏‎tapper‎‏ ‏‎700x300‎‏ | ‎5‎‏
03-01-0616 | ‎Flange –‎‎socket‎‏ ‏‎600‎‏ | ‎5‎‏
03-01-0617 | ‎Flange‎‏ ‏‎spigate‎‏ ‏‎600‎‏ | ‎5‎‏
03-01-0618 | ‎Ductile‎‏ ‏‎collar‎‏ ‏‎600‎‏ | ‎5‎‏
03-01-0619 | ‎Double‎‏ ‏‎socket‎‏ ‏‎bend‎‏ ‏‎(90,45,)‎‏ ‏‎600 for‎‏ ‏‎each‎‏ | ‎5‎‏
03-01-0620 | ‎All‎‏ ‏‎flange‎‏ ‏‎bend‎‏ ‏‎(90,45)‎‏ ‏‎600 for‎‏ ‏‎each‎‏ | ‎5‎‏
03-01-0621 | ‎All‎‏ ‏‎flange‎‏ ‏‎equal tee‎‏ ‏‎600x600‎‏ | ‎2‎‏
CODE | ‎‎DESCRIPTION | ‎‎QTY No.
03-01-0622 | ‎All‎‏ ‏‎socket‎‏ ‏‎equal tee‎‏ ‏‎600x600‎‏ | ‎2‎‏
03-01-0623 | ‎Socket-‎‎flange tee‎‏ ‏‎600x600‎‏ | ‎2‎‏
03-01-0624 | ‎Socket-‎‎flange tee‎‏ ‏‎600x600‎‏ | ‎2‎‏
03-01-0625 | ‎Socket-‎‎flange tee‎‏ ‏‎600x500‎‏ | ‎10‎‏
03-01-0626 | ‎Socket-‎‎flange tee‎‏ ‏‎600x400‎‏ | ‎10‎‏
03-01-0627 | ‎Socket-‎‎flange tee‎‏ ‏‎600x300‎‏ | ‎10‎‏
03-01-0628 | ‎Double‎‏ ‏‎flange‎‏ ‏‎tapper‎‏ ‏‎600x500‎‏ | ‎10‎‏
03-01-0629 | ‎Double‎‏ ‏‎flange‎‏ ‏‎tapper‎‏ ‏‎600x400‎‏ | ‎10‎‏
03-01-0630 | ‎Double‎‏ ‏‎flange‎‏ ‏‎tapper‎‏ ‏‎600x300‎‏ | ‎10‎‏
03-01-0631 | ‎Flange‎‏ ‏‎socket‎‏ ‏‎500‎‏ | ‎10‎‏
03-01-0632 | ‎Hanage‎‏ ‏‎spigate‎‏ ‏‎500‎‏ | ‎50‎‏
03-01-0633 | ‎Ductile‎‏ ‏‎collar‎‏ ‏‎500‎‏ | ‎2‎‏
03-01-0634 | ‎Double –‎‏ ‏‎socket‎‏ ‏‎bend‎‏ ‏‎(90,45)‎‏ ‏‎500 for‎‏ ‏‎each‎‏ | ‎2‎‏
03-01-0635 | ‎All‎‏ ‏‎flange‎‏ ‏‎bend‎‏ ‏‎(20,45)‎‏ ‏‎500 for‎‏ ‏‎each‎‏ | ‎2‎‏
03-01-0636 | ‎All‎‏ ‏‎socket‎‏ ‏‎equal tee‎‏ ‏‎500x500‎‏ | ‎2‎‏
03-01-0637 | ‎All‎‏ ‏‎flange‎‏ ‏‎equal tee‎‏ ‏‎500x500‎‏ | ‎2‎‏
03-01-0638 | ‎Socket-‎‎flange tee‎‏ ‏‎500x500‎‏ | ‎2‎‏
03-01-0639 | ‎Socket-‎‎flange tee‎‏ ‏‎500x400‎‏ | ‎5‎‏
03-01-0640 | ‎Socket-‎‎flange tee‎‏ ‏‎500x300‎‏ | ‎5‎‏
03-01-0641 | ‎Double‎‏ ‏‎flange‎‏ ‏‎tapper‎‏ ‏‎500x400‎‏ | ‎5‎‏
03-01-0642 | ‎Double‎‏ ‏‎flange‎‏ ‏‎tapper‎‏ ‏‎500x300‎‏ | ‎5‎‏
03-01-0643 | ‎Flange‎‏ ‏‎socket‎‏ ‏‎400‎‏ | ‎20‎‏
03-01-0644 | ‎Flange‎‏ ‏‎spigate‎‏ ‏‎400‎‏ | ‎20‎‏
03-01-0645 | ‎Double‎‏ ‏‎socket‎‏ ‏‎bend‎‏ ‏‎(90,45)40‎‎0 for‎‏ ‏‎each‎‏ | ‎5‎‏
03-01-0646 | ‎All‎‏ ‏‎flange‎‏ ‏‎bend‎‏ ‏‎(90,45,22‎‎.5,11,25)‎‏ ‏‎400 for‎‏ ‏‎each‎‏ | ‎5‎‏
03-01-0647 | ‎All‎‏ ‏‎socket‎‏ ‏‎equal tee‎‏ ‏‎400x400‎‏ | ‎5‎‏
03-01-0648 | ‎All‎‏ ‏‎hanage‎‏ ‏‎equal tee‎‏ ‏‎400x400‎‏ | ‎5‎‏
03-01-0649 | ‎Socket –‎‏ ‏‎flange tee‎‏ ‏‎400x400‎‏ | ‎10‎‏
03-01-0650 | ‎Socket –‎‏ ‏‎flange tee‎‏ ‏‎400x300‎‏ | ‎10‎‏
03-01-0651 | ‎Double‎‏ ‏‎flange‎‏ ‏‎tapper‎‏ ‏‎400x300‎‏ | ‎10‎‏
03-01-0652 | ‎Double‎‏ ‏‎flange‎‏ ‏‎tapper‎‏ ‏‎400x250‎‏ | ‎15‎‏
03-01-0653 | ‎Flange‎‏ ‏‎socket‎‏ ‏‎300‎‏ | ‎150‎‏
03-01-0654 | ‎Flanage‎‏ ‏‎spigate‎‏ ‏‎300‎‏ | ‎150‎‏
03-01-0655 | ‎Ductile‎‏ ‏‎collar‎‏ ‏‎300‎‏ | ‎10‎‏
03-01-0656 | ‎Double‎‏ ‏‎socket‎‏ ‏‎bend‎‏ ‏‎(90,45)‎‏ ‏‎300 for‎‏ ‏‎each‎‏ | ‎50‎‏
03-01-0657 | ‎All‎‏ ‏‎flanage‎‏ ‏‎bend‎‏ ‏‎(90,45)‎‏ ‏‎300 for‎‏ ‏‎each‎‏ | ‎50‎‏
03-01-0658 | ‎All‎‏ ‏‎flange‎‏ ‏‎equal tee‎‏ ‏‎300x300‎‏ | ‎10‎‏
03-01-0659 | ‎All‎‏ ‏‎socket‎‏ ‏‎equal tee‎‏ ‏‎300x300‎‏ | ‎10‎‏
03-01-0660 | ‎Socket –‎‎flange tee‎‏ ‏‎300x300‎‏ | ‎20
03-01-0661 | ‎Socket –‎‎flange tee‎‏ ‏‎300x250‎‏ | ‎25‎‏
03-01-0662 | ‎Socket –‎‎flange tee‎‏ ‏‎300x200‎‏ | ‎25‎‏
03-01-0663 | ‎Socket –‎‎flange tee‎‏ ‏‎300x150‎‏ | ‎25‎‏
CODE | ‎‎DESCRIPTION | ‎‎QTY No.
03-01-0664 | ‎Double‎‏ ‏‎flange‎‏ ‏‎tapper‎‏ ‏‎300x250‎‏ | ‎50
03-01-0665 | ‎Double‎‏ ‏‎flange‎‏ ‏‎tapper‎‏ ‏‎300x200‎‏ | ‎50
03-01-0666 | ‎Double‎‏ ‏‎flange‎‏ ‏‎tapper‎‏ ‏‎300x150‎‏ | ‎50
03-01-0667 | ‎Repair‎‏ ‏‎clamp for‎‏ ‏‎ductile‎‏ ‏‎pipes of‎‏ ‏‎diameter‎‏ ‏‎400mm‎‏ | ‎50
03-01-0668 | ‎Repair‎‏ ‏‎clamp for‎‏ ‏‎asbestos‎‏ ‏‎class A‎‏ ‏‎pipes of‎‏ ‏‎diameter‎‏ ‏‎400mm‎‏ | ‎250
03-01-0669 | ‎Repair‎‏ ‏‎clamp for‎‏ ‏‎asbestos‎‏ ‏‎class B‎‏ ‏‎pipes of‎‏ ‏‎diameter‎‏ ‏‎400mm‎‏ | ‎250
03-01-0670 | ‎Repair‎‏ ‏‎clamp for‎‏ ‏‎asbestos‎‏ ‏‎class A‎‏ ‏‎pipes of‎‏ ‏‎diameter‎‏ ‏‎500mm‎‏ | ‎250
03-01-0671 | ‎Repair ‎‎clamp for ‎‎asbestos ‎‎class B ‎‎pipes of ‎‎diameter ‎‎500mm | ‎200
03-01-0672 | ‎Repair ‎‎clamp for ‎‎asbestos ‎‎class C ‎‎pipes of ‎‎diameter ‎‎500mm | ‎200
03-01-0673 | ‎Repair ‎‎clamp for ‎‎ductile ‎‎pipes of ‎‎diameter ‎‎600mm | ‎10
03-01-0674 | ‎Repair ‎‎clamp for ‎‎asbestos ‎‎class A ‎‎pipes of ‎‎diameter ‎‎600mm | ‎20
03-01-0675 | ‎Repair ‎‎clamp for ‎‎asbestos ‎‎class B ‎‎pipes of ‎‎diameter ‎‎600mm | ‎20
03-01-0676 | ‎Repair ‎‎clamp for ‎‎asbestos ‎‎class C ‎‎pipes of ‎‎diameter ‎‎600mm | ‎20
CODE | ‏‎DESCRIPTION‎‏ | QTY
‎Supply‎‏ ‏‎of‎‏ ‏‎spigot-‎‎socket‎‏ ‏‎ductile‎‏ ‏‎iron‎‏ ‏‎pipes‎‏ ‏‎accordin‎‎g to‎
‎ISO‎‏ ‏‎2531‎‏ ‏‎STAND‎‎ARD,‎‏ ‏‎TYPE‎‏ ‏‎k9 with‎‏ ‏‎the‎‏ ‏‎followin‎‎g‎‏ ‏‎specific‎‎ations:‎
‎1- pipes‎‏ ‏‎of push‎‏ ‏‎– fit‎‏ ‏‎joints.‎
‎2- lngth‎‏ ‏‎of pipe‎‏ ‏‎should‎‏ ‏‎be 6‎‏ ‏‎meters‎
‎3- pipes‎‏ ‏‎should‎‏ ‏‎have‎‏ ‏‎spun –‎‏ ‏‎cement‎‏ ‏‎morter‎‏ ‏‎inside‎‏ ‏‎lining‎‏ ‏‎and‎‏ ‏‎outside‎‏ ‏‎bitumen‎‏ ‏‎coating.‎‏
‎SCOPE‎‏ ‏‎OF‎‏ ‏‎SUPPL‎‎Y‎‏
‎SPUN‎‏ ‏‎DUCTI‎‎LE‎‏ ‏‎IRON‎‏ ‏‎SPIGO‎‎T-‎‎SOCK‎‎ET‎‏
03-01-0677 | ‎1-‎‏ ‏‎100mm‎‏ ‏‎diamete‎‎r pipe‎‏ ‏‎with‎‏ ‏‎rubber‎‏ ‏‎joint .‎‏ | ‎400000‎LM‏
03-01-0678 | ‎2- 150‎‏ ‏‎mm‎‏ ‏‎diamete‎‎r pipe‎‏ ‏‎with‎‏ ‏‎rubber‎‏ ‏‎joint.‎‏ | ‎200000‎LM‏
03-01-0679 | ‎3- 200‎‏ ‏‎mm‎‏ ‏‎diamete‎‎r pipe‎‏ ‏‎with‎‏ ‏‎rubber‎‏ ‏‎joint.‎‏ | ‎100000‎LM‏
‎SUPPL‎‎Y OF‎‏ ‏‎DUCTI‎‎LE‎‏ ‏‎IRON‎‏ ‏‎FITTIN‎‎GS‎‏
‎Fittings‎‏ ‏‎should‎‏ ‏‎be‎‏ ‏‎suitable‎‏ ‏‎for‎‏ ‏‎ductile‎‏ ‏‎iron‎‏ ‏‎pipes‎‏ ‏‎accordin‎‎g to ISO‎‏ ‏‎2531‎‏ ‏‎STAND‎‎ARDS‎‏ ‏‎with the‎‏ ‏‎followin‎‎g‎‏ ‏‎specific‎‎ations.‎
‎1-‎‏ ‏‎Flanges‎‏ ‏‎should‎‏ ‏‎be of‎‏ ‏‎type‎‏ ‏‎NP16 .‎
‎2- All‎‏ ‏‎sockets‎‏ ‏‎joints‎‏ ‏‎should‎‏ ‏‎be‎‏ ‏‎mechani‎‎cal‎‏ ‏
‎3-‎‏ ‏‎Fittings‎‏ ‏‎should‎‏ ‏‎have‎‏ ‏‎inside‎‏ ‏‎cement‎‏ ‏‎lining &‎‏ ‏‎outside‎‏ ‏‎b‎‏ ‏‎ituman‎‏ ‏‎coating.‎
‎4- The‎‏ ‏‎scope of‎‏ ‏‎supply‎‏ ‏‎include‎‏ ‏‎all‎‏ ‏‎necessry‎‏ ‏‎rubber‎‏ ‏‎joint‎‏ ‏‎,gaskits,‎‎washers‎‎,bolts,nu‎‎ts&‎‏ ‏‎washers‎‎.‎‏
‎SCOPE‎‏ ‏‎OF‎‏ ‏‎SUPPL‎‎Y‎‏
03-01-0680 | ‎1-‎‏ ‏‎Flange‎‏ ‏‎socket‎‏ ‏‎200 mm‎‏ | ‎1000‎ NO.‏
03-01-0681 | ‎2-‎‏ ‏‎Flange‎‏ ‏‎socket‎‏ ‏‎150 mm‎‏ | ‎2000‎NO.‏
03-01-0682 | ‎3-‎‏ ‏‎Flange‎‏ ‏‎socket‎‏ ‏‎100 mm‎‏ | 4000‎NO.‏
03-01-0683 | ‎4-‎‏ ‏‎Flange‎‏ ‏‎spigote‎‏ ‏‎200 m‎‏ | ‎1000‎NO.‏
03-01-0684 | ‎5-‎‏ ‏‎Flange‎‏ ‏‎spigote‎‏ ‏‎150 m‎‏ | ‎2000‎NO.‏
03-01-0685 | ‎6-‎‏ ‏‎Flange‎‏ ‏‎spigote‎‏ ‏‎100 mm‎‏ | ‎4000‎NO.‏
03-01-0686 | ‎7- All‎‏ ‏‎socket‎‏ ‏‎tee 200‎‏ ‏‎mm‎‏ | ‎600‎NO.‏
03-01-0687 | ‎8- All‎‏ ‏‎socket‎‏ ‏‎tee ,‎‏ ‏‎200x15‎‎0,150x1‎‎00,(each‎‎)‎‏ | ‎200‎NO.‏
03-01-0688 | ‎9-‎‏ ‏‎Double‎‏ ‏‎socket‎‏ ‏‎tee with‎‏ ‏‎flange‎‏ ‏‎branch‎‏ ‏‎100x10‎‎0‎‏ | ‎2000‎NO.‏
03-01-0689 | ‎10-‎‏ ‏‎Double‎‏ ‏‎flange‎‏ ‏‎reducer‎‏ ‏‎200x15‎‎0mm,15‎‎0x100,(‎‎each)‎‏ | 1000‎NO.‏
03-01-0690 | ‎11-‎‏ ‏‎Double‎‏ ‏‎flange‎‏ ‏‎reducer‎‏ ‏‎150x10‎‎0mm‎‏ | 400‎‏NO.
03-01-0691 | ‎12- All‎‏ ‏‎socket‎‏ ‏‎tee‎‏ ‏‎100x10‎‎0‎‏ | 4000‎‏NO.
03-01-0692 | ‎13- All‎‏ ‏‎socket‎‏ ‏‎tee‎‏ ‏‎150x15‎‎0‎‏ | ‎2000‎‏NO.
03-01-0693 | ‎14-‎‏ ‏‎Collar‎‏ ‏‎100 mm‎‏ | ‎4000‎‏NO.
03-01-0694 | ‎15-‎‏ ‏‎Collar‎‏ ‏‎150 mm‎‏ | ‎2000‎‏NO.
03-01-0695 | ‎16-‎‏ ‏‎Collar‎‏ ‏‎200 mm‎‏ | ‎1000‎NO.‏
03-01-0696 | ‎17-‎‏ ‏‎Double‎‏ ‏‎socket‎‏ ‏‎bend‎‏ ‏‎45,90‎‏ ‏‎deg.(eac‎‎h),100m‎‎m‎‏ | 4000‎‏NO.
03-01-0697 | ‎18-‎‏ ‏‎Double‎‏ ‏‎socket‎‏ ‏‎bend‎‏ ‏‎45,90‎‏ ‏‎deg.(eac‎‎h),150m‎‎m‎‏ | ‎2000‎‏NO.
03-01-0698 | ‎19-‎‏ ‏‎Double‎‏ ‏‎socket‎‏ ‏‎bend‎‏ ‏‎45,90‎‏ ‏‎deg.(eac‎‎h),200m‎‎m‎‏ | ‎1000‎‏NO.
03-01-0699 | ‎17-‎‏ ‏‎Double‎‏ ‏‎socket‎‏ ‏‎bend 22‎‏ ‏‎1 /2, 11‎‏ ‏‎1 /4‎‏ ‏‎(each)‎‏ ‏‎100mm‎‏ | ‎2000‎NO.‏
03-01-0700 | ‎18-‎‏ ‏‎Double‎‏ ‏‎socket‎‏ ‏‎bend 22‎‏ ‏‎1 /2, 11‎‏ ‏‎1 /4‎‏ ‏‎(each)‎‏ ‏‎150mm‎‏ | ‎600‎‏NO.
03-01-0701 | ‎19-‎‏ ‏‎Double‎‏ ‏‎socket‎‏ ‏‎bend 22‎‏ ‏‎1 /2, 11‎‏ ‏‎1 /4‎‏ ‏‎(each)‎‏ ‏‎200mm‎‏ | ‎200‎‏NO.
‎General‎‏ ‏‎specific‎‎ations‎
‎1-‎‏ ‏‎Thickne‎‎ss of‎‏ ‏‎pipe‎‏ ‏‎accordin‎‎g to‎‏ ‏‎formula‎‏ ‏
‎e= 5.8 +‎‏ ‏‎0.003x‎‎DN‎
‎2-‎‏ ‏‎Internal‎‏ ‏‎pressure‎‏ ‏‎proof‎‏ ‏‎test =‎‏ ‏‎50 bars‎
‎3-‎‏ ‏‎Thickne‎‎ss of‎‏ ‏‎fitting‎‏ ‏‎accordin‎‎g to‎‏ ‏‎formula‎
‎e=‎‏ ‏‎7+0.014‎‎xDN,‎‏ ‏‎for‎‏ ‏‎Tees,‎‏ ‏‎k=14‎
‎e=‎‏ ‏‎6+0.012‎‎xDN,‎‏ ‏‎for‎‏ ‏‎other‎‏ ‏‎fittings ,‎‏ ‏‎k=12‎
‎4- Leak‎‏ ‏‎tieghtne‎‎ss test‎‏ ‏‎for‎‏ ‏‎fitting =‎‏ ‏‎25 bars‎‏ ‏
‎5-‎‏ ‏‎Thickne‎‎ss of‎‏ ‏‎lining =‎‏ ‏‎2.5 mm‎
‏
SECTION 1-7 : CAST IRON FITTINGS FOR UPVC PIPES
CODE | ‏‎DESCRIPTION‎‏ | QTY(NO.)
‎Supply of‎‏ ‏‎fittings‎‏ ‏‎for‎‏ ‏‎UPVC‎‏ ‏‎pipes‎‏ ‏‎according‎‏ ‏‎to DIN‎‏ ‏‎8061 &‎‏ ‏‎8062‎‏ ‏‎.(class 10‎‏ ‏‎bars) with‎‏ ‏‎the‎‏ ‏‎following‎‏ ‏‎specificat‎‎ions,‎
‎1-‎‏ ‏‎Fittings‎‏ ‏‎should be‎‏ ‏‎manufact‎‎ured from‎‏ ‏‎cast iron‎‏ ‏‎with‎‏ ‏‎epoxy‎‏ ‏‎piant‎‏ ‏‎enternally‎‏ ‏‎and‎‏ ‏‎externally‎‏ ‏‎.‎
‎2-‎‏ ‏‎Flanges‎‏ ‏‎should be‎‏ ‏‎of type‎‏ ‏‎NP16.‎
‎3- The‎‏ ‏‎scope of‎‏ ‏‎supply‎‏ ‏‎including‎‏ ‏‎all‎‏ ‏‎necessary‎‏ ‏‎rubber‎‏ ‏‎joint,was‎‎hers,‎‏ ‏‎bolts,nuts‎‎,gaskits.‎
‎Scope of‎‏ ‏‎supply‎‏
03-01-0702 | ‎1- All‎‏ ‏‎socket‎‏ ‏‎tee,‎‏ ‏‎110mmx‎‎110 mm‎‏ | ‎4000‎‏
03-01-0703 | ‎2- All‎‏ ‏‎socket‎‏ ‏‎tee,‎‏ ‏‎160mmx‎‎110 mm‎‏ | 2000
03-01-0704 | ‎3- All‎‏ ‏‎socket‎‏ ‏‎tee,‎‏ ‏‎160mmx‎‎160 mm‎‏ | 1000
03-01-0705 | ‎4- All‎‏ ‏‎socket‎‏ ‏‎tee,‎‏ ‏‎225mmx‎‎160 mm‎‏ | 600
03-01-0706 | ‎5- All‎‏ ‏‎socket‎‏ ‏‎tee,‎‏ ‏‎225mmx‎‎225 mm‎‏ | 400
03-01-0707 | ‎6-Double‎‏ ‏‎socket‎‏ ‏‎bend ‎‏ ‏‎90◦,‎‏ ‏‎110mm‎‏ | 2000
03-01-0708 | ‎7- Double‎‏ ‏‎socket‎‏ ‏‎bend ‎‏ ‏‎90◦,‎‏ ‏‎160mm‎‏ | 1200
03-01-0709 | ‎8- Double‎‏ ‏‎socket‎‏ ‏‎bend ‎‏ ‏‎90◦,‎‏ ‏‎225mm‎‏ | 400
03-01-0710 | ‎9- Double‎‏ ‏‎socket‎‏ ‏‎bend ‎‏ ‏‎45◦,‎‏ ‏‎110mm,1‎‎60mm‎‏ ‏‎(each)‎‏ | 600
03-01-0711 | ‎10-‎‏ ‏‎Double‎‏ ‏‎socket‎‏ ‏‎bend ‎‏ ‏‎45◦,‎‏ ‏‎225mm‎‏ | 200
03-01-0712 | ‎11-‎‎Flange‎‏ ‏‎spigot &‎‏ ‏‎flange‎‏ ‏‎socket‎‏ ‏‎110 mm‎‏ ‏‎each‎‏ | 800
03-01-0713 | ‎12-‎‏ ‏‎Flange‎‏ ‏‎spigot &‎‏ ‏‎flange‎‏ ‏‎socket‎‏ ‏‎160 mm‎‏ ‏‎each‎‏ | 600
03-01-0714 | ‎13-‎‏ ‏‎Flange‎‏ ‏‎spigot &‎‏ ‏‎flange‎‏ ‏‎socket‎‏ ‏‎225 mm‎‏ ‏‎each‎‏ | 600
‎Supply‎‏ ‏‎of valves‎‏
‎Specifica‎‎tions:‎
‎1- Valve‎‏ ‏‎should be‎‏ ‏‎of rubber‎‏ ‏‎disc seal‎‏ ‏‎type.‎
‎2- Flange‎‏ ‏‎should be‎‏ ‏‎PN16‎‏ ‏‎type .‎
‎3-‎‏ ‏‎Testing‎‏ ‏‎pressure‎‏ ‏‎should be‎‏ ‏‎18 bars‎‏ ‏‎against‎‏ ‏‎seal and‎‏ ‏‎25 bar‎‏ ‏‎against‎‏ ‏‎body.‎
‎4-‎‏ ‏‎Ccoating‎‏ ‏‎should be‎‏ ‏‎of epoxy‎‏ ‏‎paint‎‏ ‏‎enternally‎‏ ‏‎&‎‏ ‏‎externally‎‏ ‏‎.‎
‎5- All‎‏ ‏‎coating‎‏ ‏‎should be‎‏ ‏‎of feed‎‏ ‏‎stuff‎‏ ‏‎quality.‎‏
‎Scope of‎‏ ‏‎supply‎‏
03-01-0715 | ‎1- Double‎‏ ‏‎spigot‎‏ ‏‎valve 110‎‏ ‏‎mm‎‏ | 2000
03-01-0716 | ‎2- Double‎‏ ‏‎spigot‎‏ ‏‎valve 160‎‏ ‏‎mm‎‏ | 1000
03-01-0717 | ‎3- Double‎‏ ‏‎spigot‎‏ ‏‎valve 225‎‏ ‏‎mm‎‏ | 400
SECTION 1-8 : SADDELS WITH FURREL
CODE | ‏‎DESCRIPTION‎‏ | QTY
03-01-0718 | 1-COMPLET SET OF 110MM SADDEL WITH 12MMX12MM FERRULE. | SET | 60000
03-01-0719 | 2- = = = = = 25MMX25MM = . | SET | 70000
03-01-0720 | 3- = = = = = 18MMX18MM = | SET | 5000
03-01-0721 | 4- = = 160MM = = 12MMX12MM = | SET | 10000
03-01-0722 | 5- = = = = = 18MMX18MM = | SET | 3000
03-01-0723 | 6- = = = = = 25MMX25MM = | SET | 5000
03-01-0724 | 7- = = 225MM = = 12MMX12MM =. | SET | 10000
03-01-0725 | 8- = = = = = 25MMX25MM =. | SET | 2000
SECTION 1-9 : STAINLESS STEEL CLAMPS
CODE | ‏‎DESCRIPTION‎‏ | QTY
03-01-0726 | STAINLESS STEEL REPAIR CLAMP TYPE RS-1, RANGE MM( 115-125) | NO. | 7000
03-01-0727 | STAINLESS STEEL REPAIR CLAMP TYPE RS-1, RANGE MM(112-121) | NO. | 3000
03-01-0728 | STAINLESS STEEL REPAIR CLAMP TYPE RS-1, RANGE MM(166-178) | NO. | 2000
03-01-0729 | STAINLESS STEEL REPAIR CLAMP TYPE RS-1, RANGE MM(178-190) | NO. | 5000
03-01-0730 | STAINLESS STEEL REPAIR CLAMP TYPE RS-1, RANGE MM(215-227) | NO. | 1000
03-01-0731 | STAINLESS STEEL REPAIR CLAMP TYPE RS-1, RANGE MM(233-246) | NO. | 3000
03-01-0732 | STAINLESS STEEL REPAIR CLAMP TYPE RS-1, RANGE MM(271-293) | NO. | 1000
03-01-0733 | STAINLESS STEEL REPAIR CLAMP TYPE RS-1, RANGE MM(346-368) | NO. | 800
03-01-0734 | STAINLESS STEEL REPAIR CLAMP TYPE RS-1, RANGE MM(369-392) | NO. | 400
SUBMERSIBLE CLEAR WATER PUMP ( MOBILE INSTALLATION)
A) SPECIFICATION:
1. SUPPLY OF SUBMERSIBLE PUMP FOR CLEAR WATER WITH VALVE OF THE LIQUID4-10
2. IMPELLER TO BE MADE OF STAINLESS STEEL OR EQUIVALENT
3. SHAFT TO BE MADE OF STAINLESS STEEL
4. THE TEMPERATURE OF PUMPED WATER 60 DEGREE
5. MOTOR SPECIFICATIONS:
CLASS OF INSULATION F/H
VOLTAGE : 380 V , 50HZ, 3Q
VOLTAGE FLUCTUTION: IS IN I 5%
CABLE LENGTH : 30 M
6. PROTCTION FUNNTION:
HEAT PROTETOR
LEAKAGE PROTCTOR
OIL-WATER PROB IN CABLE JUM\NCTION CHAMBER
OIL-WATER PROB IN OIL CHAMBER
TEMPERATURE -PROTECTOR IN SHAFT
B)PUMP STARTERS
THE STARTER HAS THE FOLLOWING PROTCTIONS
PHASE /SEQUNCE RELAY , OVER TEMP, OVR LOAD ,
MAIN CIRCUIT BREAKER.
ALL NESSESSARY SWITCHES ON/OFF/AUTO & SINGAL
LAMPS (ON ,OFF,TRIP, DRY, HUMID_
FLOOR STANDING CUBICAL FOR THE PUMP STARTER IP 55
FLOAT SWITCHES FOR AUTOMATIC OPERATION & DRY PROTECTION
ACCESSORIES:
DISCHAGRE ELBOW WITH FLANGE
FLANGE SLEEVE
DISCHARGE HOSE WITH HOSE CLIPS(L HEAD)
SKIRT BASE
CHAIN WITH SHACKLE
CONTROL PANELS & CONTROL SYSTEM
CABLE TYPE STARTIN : STAR /DELTA
WET TRANSPORTABLE
STRIANER
03-01-0735 | 3 INGH DIAMETER | 200
DN: 80MM
H: 25M Q: 40 M3/H
03-01-0736 | 2 INGH DIAMETER | 200
DN: 50MM
H: 15 M Q: 30 M3/H
03-01-0737 | 4 INGH DIAMETER | 200
DSN : 100MM
H: 25M Q :60 M3/H
WITH 20% SPARE PARTS
SECTION 4: WATER TREATMENT PLANTS REQUIREMENT
CODE NO. | DESCRIPTION | QTY
03-01-0738 | DUCTILE IRON PIPES (1400-2000)mm DIAMETER WITH FITTINGS | 33400 M.L
03-01-0739 | BUTERFLY VALVES ( 1400-2000)mm DIAMETER , ELECTRICALLY AND MANUALLY OPERATED | 31
03-01-0740 | VERTICAL RAW WATER PUMP SET WITH CONTROL PANELS AND VALVES | 6
03-01-0741 | ELECTRIC DISTRIBUTION BOARD FOR RAW WATER PUMPS | 1
03-01-0742 | TRANSFORMRS FOR RAW WATER PUMPING STATION | 3
03-01-0743 | SPLIT CASE VERTICAL PUMPS FOR TREATED WATER WITH CONTROL PANELS AND VALVES | 8
03-01-0744 | ELECTRIC DISTRIBUTION BOARD FOR TREATED WATER PUMPS | 1
03-01-0745 | TRANSFORMRS FOR TREATED WATER PUMPING STATION | 3
03-01-0746 | MAIN SUB STATION FOR THE HEAD WORK | 1
03-01-0747 | GANTRY AND BRIDGE CRANES | 6