## XIII 02-05
HEALTH-ANNEX 5
Code | Description | Part-no.
02-05-00001 | EQUIPMENT: ECG (ELECTRO CARDIO GRAPHIC )
MODEL: 5403
COMPANY NAME :NIHON COHDEN JAPAN
QUINTITY: 78
SITE : ALL GOVERNERATES
| Heat stylus TLS-100 | 1004950171B
| Patient Cable BJ-261D | 5570383
| Limb electrode for a duts 4 Pcs/set | 5030003
| Limb electrode strap for a duts 4Pcs/set | 5030021
| Chest electrode for a duts 6 Pcs/set | 5030378
| Worm wheel Assembly | 2144-000103
| Dc motor for chart LB32-KS | 2803-000309
Magnetic sensor, chart speed detect PF-2K-02
| Bush button start, check stop | 2124-000808
| All-Channel sensitivity control unit board . | UP-4250
| Control unit A assembly | UP-4065
| Per Amplifier mother board unit assembly (UP-4241) | 9406713
| 120 Regulator unit Circuit board assembly (UP-4242) | 9424214
| 11.4 Regulator unit cct Maub Amplifier (OL-501E) | 9424319
| Transport unit cct borard (UP-4252) | 9425238
| Chart speed selection unit (UP-4253) | 9425318
| Pre Amplifier Unit cct (UP-4248) | 9424827
| Input Unit cct board (UP-4247A) | 9424738
| Main Amplifier cct board (UP-4245) | 9424524
| Dc-Dc converter unit cct board(UP-4241) Transformer , 3-293, power | 9406713
Board Up 4232
| Warmer Gear | A144-008621
| Bord Up-4244 | D.C PC Conr
Warm wheel
02-05-00002 | EQUIPMENT: electrocardiograph machine
Model: Cardiofax 5151
COMPANY NAME: NIHON KOHDEN, Japan
QUANTITY INSTALLED:300
Stylus
Patient Cable
Electrode straps
Limb Electrode
Transistor 2SC2270
Transistor 2SA11020
Transistor 2SD355
Transistor 2SB525
1mV Switch
Run-Stop Switch
Chest Electrode
Galvanometer
| Recorder PCB | UP-4235
| Mother PCB | UP-4279
02-05-00003 | EQUIPMENT: Electrocardiograph Machine
MODEL:l hp 1504A
COMPANY NAME: Hewlett Packard, USA
QUANTITY INSTALLED:100
| Power Cable. | 8120-1689
| Patient cable | 14031A
| Writing stylus | 78640-60052
| Limb Straps | 14030A
| Limb Electrodes | 1500-00790
| Chest Electrodes | 9301-0122
| Mother Board | 1504-7727
02-05-00004 | EQUIPMENT:. ECG Machine
MODEL: A0 3200
COMPANY NAME: American optical (Picker International)
QUANTITY INSTALLED:150
| Writing stylus | 5420-00-0800
| Floating Board Assy. | 2400-00-0812
| Mother Board Assy. | 2400-00-0810
02-05-00005 | EQUIPMENT:ECG Machine
MODEL: cardio pan 531
COMPANY NAME:PHILIPS
QUANTITY INSTALLED:120
| Writing stylus | 4532 180 06941
| Chest electrod | 4532 180 21361
| Limb straps | 4532 180 21401
| Limb electod | 2532 180 21421
| patient cable | 4532 181 00381
02-05-00006 | EQUIPMENT : Monitoring Patient Staff Console
MODEL : ICU 6200
COMPANY NAME : NIHON KOHDEN JAPAN
QUANTITY : 13
SITE : ALL GOVERNERS
| Transistor | 25D520Y
| High voltage trans | 37704848
| Eloctrode lead H. type. | GR-5465
Writing table with pen motor for Recorder WT-OBP
02-05-00007 | EQUIPMENT: ECHO – Sounder
MODEL ES - 102 M
COMPANY NAME Nippon Shoji
Volume switch
Volume switch knob
Main transformer
Fuse 0.1 A
Fuse 1 A
Prob with cord 2.25 MHZ transformer
02-05-00008 | EQUIPNENT FEOTAL ULTRSONIC
MODEL Sonicad D 205 M
COMPANY NAME Sonicad
QUANTITY INSTALLED 150
| Transformer assy | 3810-6901
| Battery | 1000-0007
TRANDUCER
MOTHER PCB
02-05-00009 | EQUIPMENT: FOETAL Moniter
MODEL : MT-810
COMPANY NAME : TOITU JAPAN
QUINTITY INSTALLED : 65
SITE : ALL GOVERNERATES
USD Transducer
Thermal recording paper
02-05-00010 | EQUIPMENT: Delivery Monitor
Model OMF 6101 B
COMPANY NAME: NIHON KOHDEN, Japan
QUANTITY INSTALLED:120
| Ultrasonic Transducer | EU-86010
| Ultracontraction transducer | TO 5-215
Socket (connector MAB-5100)
Socket (connector MAB-5100S)
02-05-00011 | EQUIPMENT : BABY Incubator,
MODEL :80SC
COMPANY NAME :ATOM JAPAN
QUANTITY INSTALLED :117
SITE : ALL GOVERNERATES
| Fan Motor | 800-84
| Power Switch 12 | 800-0807
| Servo Manual changeover switch (27) | 801-0407
02-05-00012 | EQUIPMENT : Infant warmer
MODEL : PF 150
COMPANY NAME: TOITU JAPAN
QUANTITY INSTALLED : 78
SITE : ALL GOVERNRATES
| Transformer 220v/15VDS | SE-7
| Traic | AC-12BGM
| Plastic cover | 301-44435
Heater
02-05-00013 | EQUIPMENT: MONITOR
MODEL: DIASCOP 521
COMPANY NAME: S&W
QUANTITY INSTALLED:24
Recommand spare parts for monitor Contain all the PCB`S , Transformers , CRT , ... etc.
02-05-00014 | EQUIPMENT monitors
MODEL 1- SMS 104 2- SMS 181
COMPANY NAME HELLIGE
QUANTITY INSTALLED 24+24
. Recomanded spare parts for monitors
The spare parts included all the PCB'S , Transformer, CRT'S,and other special lomponnets,Servise cataulge.for both types.
02-05-00015 | EQUIPMENT : BED SIDE MONITOR
MODEL : OMP -6200
COMPANY NAME : NIHON KOHDEN JAPAN
QUINTITY INSTALLED :182
| ECG Connection cable l | 5570605
| Electrode lead H-type Be-5465 | 5032091
Electrode lead for disposable electode
| Red, | 5031047,
| Yellow, | 5031056,
| Black | 5031083
Heart Rate module (IH-612P)
Respiroction Rate Module (IR-612P)
| Antenna lead (30cm long) | 5031243
| Patient cable BJ-610E | 2833-00119B
| AG/AGCL-disposable electrode | 5030716
Temp. Modale (IT-G12P)
Blood Pressure modul for High press (IP-614P)
02-05-00016 | EQUIPMENT:Combine Defibrilator-Scope-Recorder
Model: DMS 600-600/2
COMPANY NAME: S&W, Denmark
QUANTITY INSTALLED:120
Transformer for charger primary 230 V output
1-23.5 Volt
2-17.5 Volt
Patient Cable
Recorder Unit model DMS 600
Stylus Model DMS 600
ECG Ampliter & Sync. PCB DMS 600/2
Display & Dc/Dc Convertor PCB DMS/600/2
Defibrillator control PCB DMC 600/2
Battery control PCB DMC 600/2
Charge Curcuit PCB DMS 600/2
H.V Capacitor 32 UF 6KV
Coil discharge 40 mG1
Socket jack,ECG input J 203
Selector Energy 5501
Battery unit 20 V,lAH
Front pannel DMS/600/3
Complete +HV capacitor
Complete CB 600m cabinet
E-Cell
02-05-00017 | EQUIPMENT: Combine Defibrilator Scope recorder
MODEL: CR 2006C
COMPANY NAME: Cardic Recorder Ltd, England
QUANTITY INSTALLED:300
Capacitor 32uF 5 KV (2000A M261A)
Transistor 2N3904
Transformer For charger input 220V output=24V 9.7A output=27.5V 0.75A 20A
Relay ER6 24V REL1
Relay ER6 REL3 (12V)
belt for recorder
02-05-00018 | EQUIPMENT: Defib. scope Recorder combine
MODEL: pulser-4
COMPANY NAME: Picker international Ltd, UK (or A.O Company)
QUANTITY INSTALLED:120
| Patient cable | 605117
| Writing stylus | 605067
Battery 12V 2.2 Ah
02-05-00019 | EQUIPMENT: Coranory Care Unit
MODEL:3215+1108
COMPANY NAME: Picker international Ltd, UK (or A.O Company)
Stylus for Tracer model 3215
Patient cable for Monitor 1108
02-05-00020 | EQUIPMENT : Portable Defib. (Cordiolife)
MODEL :CARDIO LIFE TES-5100
COMPANY NAME:NIHON KOHDEN
QUINTITY INSTALLED:13
H.v-520V WP-7531
H.v-control VP-7526
CRT UP-7556
Lead wire for Disposable electrodes
Recording Paper PS 5024920827
02-05-00021 | EQUIPMENT : EEG
MODEL :4217
COMPANY NAME :NIHON KOHDEN
QUINTITY INSTALLED:13
| Recording pen SJ-120M | 1004-955317-B
| Scalp dose electrede 2P Pcs/set (NE-1038) | 1005-02123
Paper Recording
RECORDING INK
NET FOR HEAD WITH ELECTROD
02-05-00022 | . EQUIPMENT : Resussetation, baby
MODEL :BABY LOG 1
COMPANY NAME :DRUGER GERMANY
QUINTITY INSTALLED :13
| Water trap | 8402-476
VALVE
Pation connection (tube)
02-05-00023 | EQUIPMENT : Emergencey Trolly
MODEL :TEC-5100
COMPANY NAME:NIHON KOHDEN
QUANTITY INSTALLED: 218
| Capacitor 5Kv 40mf | 5Kv
| Relay M42-12v | 3410863
| Battery pack (SB-501v) | 800-0809.A
| Mother power block | UP-7524
| Test load Block | AAA-35355
| ECG Cable | 5570837
| Hv-520v | Hv-Block
condensor H.v 33MF 6kv
| High voltage | UP7531
02-05-00024 | . EQUIPMENT : Ressetation Trolly
MODEL: PF –130
COMPANY NAME:TOITU JAPAN
QUANTITY INSTALLED:81
Trap bottle
| Suction bottle | 2130-233
Filter
Glow lamp.
| Heater element | 26-697
Fluorescent lamp (2000)
Valve assembly (2130-333)
Vacum Gauge
02-05-00025 | EQUIPMENT ::Light source fibre Optic Operating Microscope
MODEL : ENT AND BRONCHUS
COMPANY NAME : NAGASHIMA MEDICAL JAPAN
QUANTITY INSTALLED:52
Halogen lamp (15v, 150w)
02-05-00026 | EQUIPMENT : Suction appartus operating theatre
model : A2-45
COMPANY NAME : MURACO MEDICAL
QUANTITY INSTALLED:320
Bottle for the T/P of Suction tube.
02-05-00027 | EQUIPMENT : Suction Appartus
MODEL : 700
COMPANY NAME : ASAHI MEDICAL JAPAN
QUANTITY INSTALLED : 325
SITE : ALL GOVERNRATES
Motor
Switch (Foot) with cord
Filter
suction pump
02-05-00028 | EQUIPMENT: Suction Unit
MODEL: SAM20
COMPANY NAME: AERASOL PRODUCTS
QUANTITY INSTALLED:600
Motor 2200 1010102
PK Diaphragm 10005
U Piston with diaphragm
Connection plate between motor and Piston arm
02-05-00029 | EQUIPMENT: Electro-Surgical unite
MODEL : TRC-1000
COMPANY NAME : MIZUHO MEDICAL JAPAN
QUANTITY INSTALLED : 78
Inactive electrode lead
Circuit board A
Circuit board B
Circuit board C
Circuit board D
Circuit board M
Circuit board H1,H2
Cutting output indicating lamp.
Electrode chuch handle (3 terminal)
Inlet for inserting electrodechuch hundle
Inlet for inserting inactive electrode
Inlet for inserting monopolar electrode chuch handle.
02-05-00030 | EQUIPMENT: ELECTRO SURGICAL UNIT
MODEL: Electrotom 500 System 2000
COMPANY NAME: JEPRUDO MARTIN
QUANTITY INSTALLED:400
Thermo couple 89-234-31
Power Transistor Bux 80 10073
Electrolytic capacitor 89-226-32 2200 MF 164
Bippolar cards 81-285-30
Connectin plug for foot switch 4-pole with electric interlock
Switch Blank LP2 Module II
| Foot - Switch | 81.821.02
| Trans D45 C11 | 89.221.01
Trans 2N 2905
| IC NE 555N | 89.222.02
| Wire resister 6.8 ohm - 17W | 89.225.66
| Wire resister 6.8 ohm - 9W | 89.255.65
Oscillator Blank LP3
Conductor Blank driving stage LP6
Amplification stage LP7
| Transistor D 44 CLL | 89.221.02
Complete Module IV
| Transformer Tom 500 | 89.211.01
Connecting plug for foot switch 4-pole with electric inter lock
02-05-00031 | EQUIPMENT: HF Electro Surgical unit
MODEL: GK 450
COMPANY NAME: Aesculap Werke AG
QUANTITY INSTALLED:75
Sipmos Transistor BUZ 48 TA020716
PCB Power supply GK450/207
PCB GK 59/218
PCB GK170/20
IC MC 34004p TA020772
IC LM 324N TA020307
Handles GK 207
Handles GK 208
Adapter GK 199
Logic PCB GK 170/202
Nutral electrod GK 247
02-05-00032 | EQUIPMENT : Coutery unit, Skin clinic
MODEL : TRC-500 SS
COMPANY NAME : NIZUHO JAPAN
QUANTITY INSTALLED : 13
SITE : ALL GOVERNRATES
Tri-Pole electrode chack handle with changover.
Electrodes
Cooling fan unit.
02-05-00033 | EQUIPMENT : Cryosurgery unit, Skin clinic
MODEL :ERBO KRYO
COMPANY NAME : ERBA GERMANY
QUANTITY INSTALLED: 26
SITE : ALL GOVERNRATES
Pilot Lamp (main)
Foot switch complete.
Pressure gauge
Mains socket
High Pressure gas connecter
Low pressure Gas outlet conneter.
Soleniod valve (MV,1,2)
Relay (Re 1,2)
PRESSURE REGULATER
PROP
02-05-00034 | EQUIPMENT : Bath, Butterfly,
MODEL:PE-700
COMPANY NAME:YAESU JAPAN
QUANTITY INSTALLED: 26
Jet streamer pump
| Steel Ball | P70303
| Motor | P70051
Bubbler Pump.
Pressure gauge.
02-05-00035 | EQUIPMENT : Water Bath
MODEL: 370' electric
COMPANY NAME: JOOKOO
QUANTITY INSTALLED:78
Heater
Stirrer unit
Temperature controller
Heater Pilot lamp.
Switch
02-05-00036 | EQUIPMENT: Water Bath, 50 litres
MODEL:D2-159
COMPANY NAME:JOOKOO JAPAN
QUANTITY INSTALLED:26
Thermoregulator dial
Thermoregulator
Tiner
Thrermoster
Power switch
Heating element.
02-05-00037 | EQUIPMENT : Microscope , Operating ( Ophthalmic)
MODEL :CMS 500
COMPANY NAME : TOPCON JAPAN
QUANTITY INSTALLED: 13
Tungsten lamp 6v, 33w
02-05-00038 | EQUIPMENT : Microscope, ( Operating ENT )
MODEL: ENT
COMPANY NAME : TOPCON JAPAN
QUANTITY INSTALLED : 26
Halogen lamp unit
02-05-00039 | EQUIPMENT: Microscope
MODEL : BH2-CD
COMPANY NAME : OLYMBUS JAPAN
QUANTITY INSTALLED : 39
ABBE Condenser
02-05-00040 | EQUIPMENT : Microscope , binocular, Fluorescence,
MODEL : BH
COMPANY NAME :OLYMPUS JAPAN
QUANTITY INSTALLED :39
All Kinds of Barrierfilters
All Kinds of exciter filters
PLASTIC WARM WHEEL
02-05-00041 | Microscope for (eye) operation theaters,
MODEL: OMS-100
COMPANY NAME: Topcon, Japan
QUANTITY INSTALLED:30
| Foot Switch | 413000003
| Complete motor | 4110720481
Halogen Lamp 15V 150W
| complete motor | 4110710321
complete head
02-05-00042 | EQUIPMENT:Microscope for (ENT) Operation theaters,
MODEL: OMS-80
COMPANY NAME: Topcon, Japan
| Zooming Micro motor | 4110710320
| Gear | 4110821093
Lamp holder
| Gear | 4110821080
02-05-00043 | EQUIPMENT:Microscopes
MODEL: OPMI-1-FCETC and OPMI-MD ETC
COMPANY NAME:Zeiss - Germany
QUANTITY INSTALLED:25
| DC motor drive INR | 141.705
| DC motor INR | 126.314
| Transformer | 129974
| Transoformer | 129973
| Fan motor | 123126
| Worm gear | 303443.0033
| Fc light guide 2.2m | 3034818104
| Halogen lamp 12V 100W | 3800799040
02-05-00044 | EQUIPMENT:MICROSCOPE
MODEL : BHC
COMPANY NAME: OLYMPUS
QUANTITY INSTALLED:300
Tungsten Blub
Objective lens oil power 100
Objective lens power 60
Objective lens power 40
Eye piece power 10 X
Auxiliary lens
Condencer
02-05-00045 | EQUIPMENT :Oxygen Humidifier
MODEL :A2-107
COMPANY NAME: MARUBNI JAPAN
QUANTITY INSTALLED: 300
Flow meter top cover
Float
float ball for flow meter
Rubber packing
Cuide
O-Ring
02-05-00046 | EQUIPMENT : Sphygmomanometer
MODEL : bed head Mounted (A3-2)
COMPANY NAME: MARUBNI JAPAN
QUANTITY INSTALLED :200
Head Screw
Rubber Packing
Fuflt.
Scale Plate.
Contamer
Tube Packing
02-05-00047 | EQUIPMENT : SPHYGMOMANOMETER
MODEL: 1104
COMPANY NAME : MARUBNI JAPAN
QUANTITY INSTALLED: 975
Head Screw HM-1104(CAT)
RUBBER Packing
Fuelt
Roshi
Container
Tube Packing
Glass Tube
Rubber Inler Bulb
02-05-00048 | EQUIPMENT: Blood pressure Manometer (Sphygmanometer)
MODEL: MERCURY
COMPANY NAME: Yamaguchi Medical Instrument, Japan
QUANTITY INSTALLED:3000
Bulbs with Valves Nb.15
Air Rubber Bag Complete Nb.37
Air Valve
02-05-00049 | EQUIPMENT:Slit Lamp
MODEL: 900
COMPANY NAME: HAAG-STREIT, Switzerland
QUANTITY INSTALLED: 50
Lamp 6V-4.5A 27 W
Transformer
Lamp cover
Wheel cover
Complete head
Tonometer
02-05-00050 | EQUIPMENT : Test type, Opthalomology Remot Control
MODEL :EAO72
COMPANY NAME:
QUANTITY INSTALLED:65
Halogen Bulb
02-05-00051 | EQUIPMENT : Audiometer
MODEL :AS-30+TR10 3604
COMPANY NAME: SAGAMI DENKI JAPAN
QUANTITY INSTALLED: 13
lamp (1)
Lamp (2)
patient Cable Conection
02-05-00052 | EQUIPMENT : Diagnostic set,( Physiotharapist)
MODEL : A3-40
COMPANY NAME: MARUBNI
QUANTITY INSTALLED: 78
Lamp.
lamp halogen 4 V
lamp halogen 3 V
rechargeable battery
02-05-00053 | EQUIPMENT : Refractometer
MODEL:1000F
COMPANY NAME :NIKON
QUANTITY INSTALLED :13
Lamp (Green Gross Tangets lamp.)
02-05-00054 | EQUIPMENT : Screen Laser
MODEL :A3-52
COMPANY NAME :MARUBNI
QUANTITY INSTALLED :13
Light bulb (6.3v,0.15A)
Light bulb (8v,1A)
02-05-00055 | EQUIPMENT: ULTRA SONIC THERAPY
MODEL: Therasonic Five
COMPANY NAME: EMS, England
QUANTITY INSTALLED:75
| Main Board complete | 54-8
| Power Amplifier PCB Complet | 54-5
| Transistor FET 2SK-175/6 | 18-36
02-05-00056 | EQUIPMENT: UV& IR LAMP
MODEL 3030
COMPANY NAME ENRAF NONIUS DEIFT-HANAU
QUANTITY INSTALLED 150
| IR-21OHM | 4931
| IR-11OHM | 42882
| UV-A | 1035
| UV-B | 1034
02-05-00057 | EQUIPMENT : UV& IR LAMP
MODEL Supper 2000
COMPANY NAME ASTRALUX
QUANTITY INSTALLED 250
| IR 24OHM | 95.028.220
| IR 16OHM | 95.028.220
| V ASH 455E6 | 2026.8
02-05-00058 | EQUIPMENT : Ultraviolt Lamp
MODEL:A3-37(SE -600)
COMPANY NAME :MARUBNI
QUANTITY INSTALLED:75
Lamp.
02-05-00059 | EQUIPMENT : Infrared
MODEL: L204
COMPANY NAME:MARUBNI
QUANTITY INSTALLED:52
Lamp
02-05-00060 | EQUIPMENT : Low Frequency therapy
MODEL:NEAROTEN 726
COMPANY NAME:SIEMENS GERMANY
QUANTITY INSTALLED:39
| Circuit board A1 | 53 36 565 E2200
| Circuit board A2 | 53 36 599 E2200
| Circuit board A4 | 53 36 644 E2200
02-05-00061 | EQUIPMENT : Microwave therapy
MODEL: RADIO THERM 706
COMPANY NAME :SIEMENS GERMANY
QUANTITY INSTALLED :39
| Circuit board A1 | 47-45 BB543
| Circuit board A2 | 47-45 337BB43
Power transformer Tr1
dos Switch Assembly
Director cable
Diode-H463-3 H.F H.V
| Circuit board assy P.No. | 4536348EH703
Timer
| Push Button power switch | 4918978
Lamp
02-05-00062 | EQUIPMENT: Coombs cellwasher automatic
MODEL:D2-58
COMPANY NAME: MARUBNI
QUANTITY INSTALLED: 26
| Nozzle | 473777
| Adapter | 473778
| Door switch ber | 473427
| Lock arm | 474431
| Antoning | 474428
| Grommet | 47736
| HK Micro key Bearing housing | 477755
| Danper Assy | 456166
02-05-00063 | EQUIPMENT : soner(diagnostic)
MODEL:A4-4
COMPANY NAME:MARUBNI-ALOKA
QUANTITY INSTALLED:13
AUS 28H-SM-3.3MHZ
BOARD 1772
02-05-00064 | EQUIPMENT : Electro phorsis
MODEL:238
COMPANY NAME: JOOKOO JAPAN
QUANTITY INSTALLED:26
Power Transformer 220V (out 40 V0.1A) (20V 0.2A) (50V 0.1A)
02-05-00065 | EQUIPMENT: Electrophoresis appartateus
MODEL: ELVI
COMPANY NAME: ELVI ITALY
QUANTITY INSTALLED:50
79960,79530 Kit
160 920 Kit containing on black One red pen
Celleluse Acetate poliphon papers
160 930 Packing of 10 optical glass
Paper roller for proper every pack contains
Scanner complet
electrophoresis wall tancks
PRG-62005 - K Rectal probes
Thermosenstive paper rolls.
A.P.T. SE 15 probe box.
STANDAR SOLUTION
02-05-00066 | EQUIPMENT :WATER DISTONATION
MODEL:EXLCO
COMPANY NAME: EXLCO
QUANTITY INSTALLED:150
BOILLING FLASK
CONDENSER FLASK
02-05-00067 | EQUIPMENT :DI Still, 8 Litres 1 hour
MODEL:(FI-STREEM) BARNSTEAD
COMPANY NAME: SYPRON USA
QUANTITY INSTALLED:26
| Heating element | 6278
| Limet switch for level device | 4703592
Main Raw water Pressure sensor 06750
| O-Ring parker 2-211N398-7 | 6440
| O-Ring parker 2-214N398-7 | 6441
| O-Ring parker 2-238E540-8 | 6808
| Bridage Rectifier | 515UB20
| Relay A,B,C sets | 285
| Flow valve | Brooks- Mite 27
| Boiler (Rear & Front) | 65461
| Condenser | 6752
02-05-00068 | EQUIPMENT : Shaker Electric
MODEL:KR-3(D2-32)
COMPANY NAME:MARUBNI
QUANTITY INSTALLED:52
Speed Control
02-05-00069 | EQUIPMENT : Auto-analyzer, enzymes, centrifugal
MODEL: (D2-036)
COMPANY NAME: SHIMADZU
QUANTITY INSTALLED:13
| Solenoid valve assem for disponser | 204-6 2-21
| All-fuses used inunit | All
| Compressor oil barrel freez 56SH4L/CAN | 200-64132-31
| Solenoid valve (Diaphram) | 204-62341
| Solenoid valve (Poppte type) | 204-62341-01
Zener Diode
| High pressure line tubing | 016-46006
Lamp-1
Lamp-2
| Electro magnetic valve | 204-62349
Pipetter packing
Floppy disc
Teflon half-union
Sylinder assem-1
Teflon connector
Flow cell
Printer unit
All types of tubing used.
ALL TYPE OF SOLUTION
02-05-00070 | EQUIPNENT: Haematology analyzer2
MODEL:S 880
COMPANY NAME: Coulter Electronics LTD
QUNTITY INSTULLED 10
| CHOKE,008 Orifice | 6213006
| Choke,006 orifice | 6213009
| Choke,025 orifice brown | 6213015
| Valve, pneu 3wy. | 6232075
| Wbc aperture housing | 6702275
| RBC APERTURE HOUSENG | 6802865
| VACUUM REGULATOR assy. | 9368363
| Check valve | 6214107
| Tubing | 3202038
| Tubing | 3202036
| Tubing | 3203015
| Tubing | 3203016
ALL TYPS FO SOLUTION
02-05-00071 | EQUIPMENT:AUTOANALYZER
MODEL:COULTER COUNTER
COMPANY NAME:COULTER ENGLAND
QUANTITY INSTALLED:13
| Aperture housing Assy for RBS&WBC | 6701588/6701589
| C;eamomg/dilvent exchange valve | 6803659
| Dilvent dispenser | 6802827
| Solenoide valve VL-40 | 0890C-23
| S.V. VL-41 | 0890C-13
| Check valve | 0890C-13
| O-Ring (Large) | 2512104
| O-Ring (Small) | 2512010
| Pressure Switch for level detectors | 5115009
| Printer solenoid. | 7217001
| Pilot actuator | 62110155
| P.C.B | 7410801
| Key board Assy | (4300226/6854028)
| Preamplifier PCB | 9368713
| Vacuum pump | 0890C-9
| Vacuum pump | 0890C-19
| Cap Reteirer for VL-34 | 1008974
| Blood sampling valve | 6703765
| Double Action pinch valve | 6804896
| Solenoid valve 24V | 6232075
| Tubing A | 3203016
| Tubing B | 3203015
| Tubing C | 3203036
| WBC/RBC Disponser (10ml)Pumps | 68523541
| HGB lamp | 9768366
| Check valve (Large) | 6214107
| Check valve (Small) | 6214108
| O-Ring | 2523119
| Changing valve VL-34 | 6803659-3
| Pressure Switch for level delectors | 5115009
| Solenoid valve | 6214087
| P.C.B | 7611001
Printer Belt
| Soleniod valve | 813-0691-9
Internal electrode
Sample disc
02-05-00072 | EQUIPMENT: Auto Analyzer
MODEL: CL-12
COMPANY NAME: SHIMADZU
QUANTITY INSTALLED:13
| Air Cylinder | 042-90040-23
| Pipetter Nozzle 1 | 204-62238
| Pipetter Nozzle 2 | 204-62239-01
| Pipetter Nozzle 3 | 204-62239-02
| Pipetter Nozzle 4 | 204-62239-03
| Cylinder Assy 1 | 204-62306
| cylinder Assy 2 | 204-62306
| Lamp 1 | 204-62862-01
| Lamp 2 | 204-62862-02
Photo cell
typewriter Paper
02-05-00073 | EQUIPMENT: AUTOANALYSER
MODEL: CUJ SSB4
COMPANY NAME: SHIMADZU
QUANTITY INSTALLED:10
SOLUTION FOR ALL TYPE TEST
POWER TRANSESTOR EUG 33-050 30A-500 V
02-05-00074 | EQUIPMENT: ANALYZER AUTOMATED STAT. / ROUTINE
MODEL: (ASTRA - 8)
COMPANY NAME: Beckman lnstruments, INC
QUANTITY INSTALLED:10
program diskettes (1,2,E:)
Think-Jet printer Model:HP2225C
set of pcb,s
02-05-00075 | EQUIPMENT: blood Gas Analyzer,
MODEL: ILS1303,1985
COMPANY NAME: U.S Instruments laboratory Systems
QUANTITY INSTALLED:13
Gas Mixing unit
| Sensor Sampling Assembly | 50149
ELECTROD
ALL TYPE OF SOLUTION
02-05-00076 | EQUIPMENT: Calcium Analyzer
MODEL: SS-20 NIKKAKI
COMPANY NAME:Orion Research, Japan
QUANTITY INSTALLED:13
Calcium Sensor
NA Analog Card
02-05-00077 | EQUIPMENT : Analyzer , Glucose,
MODEL: CL-720
COMPANY NAME: SHIMADZU
QUANTITY INSTALLED:13
| Mirror | 204-25367-01
| Filter | 204-54074
| Joint (1) with pump | 204-56111-02
| Joint (2) with pump | 204-56111-01
| Rotor Disc | 204-56113
| Roller | 204-55320
| Shaft | 204-55321
| Guide | 204-56425
| Transistor MJE-700 | 060-49003
| Transistor 2N3055 | 060-49002
| Digital Power unit | 204-54643
| Printer | 204-55025
| Thermol head | 078-15005-01
| Control unit | 204-54206
| CPU Board | 204-52618-01
| ROM Board | 204-52610-01
| Input Board | 204-52608
| Output Board | 204-52606
| Printer Driver Board | 204-56550
| Back up Board | 204-56771
| Key Switch (No Lamp) | 200-76017-00
| Key Switch (With Lamp) | 200-76-17-10
| Analog Switch IC, TL191 C-N | 200-73019
| conventer IC, MC 14433 | 075-22144-33
Led for push botton switch
Tungston lamp.
02-05-00078 | EQUIPMENT : Analyzer, sodium / Potassium
MODEL:NAKCL/1
COMPANY NAME:TOA JAPAN
QUANTITY INSTALLED:13
Pump motor
Tube for pump (BI,BR-1-Waste) 3 Pcs/set
Thermistor
| Electrode (CL-K-No) | CL333,K-333 Na-333
| Refrence electrode | HC-333
| Flow cell | 70x25x25
Tip for Micro Piltter
Tyon tube
level sensor
Thermostat
| Analog card forcl | 990551-2
Electrode C Reference electrode
02-05-00079 | EQUIPMENT : Digital Diluter Pipetter
MODEL:DIP-1
COMPANY NAME:SHIMADZU
QUANTITY INSTALLED:78
Hand pipetter 204-04061
Stepping motor PH266-32-200-8426-03
CPU-P.C board Assy lec A204-02088
Soleniod valve -02504
Nozzel assy CP/N204-02509)
Srring-1ml (204-02405-04)
100 Micro syring (204-02405-02)
02-05-00080 | EQUIPMENT : MICRO CENTRIFUGE
MODEL:MC-300
COMPANY NAME: HITACHI
QUANTITY INSTALLED:26
| Pump | 477414
| Solenaid valve | 477255
| Doorlock base Assy | 336923
| Release | 473185
| Solenoid | 474416
| Connecter | 477759
| Grommet | 474425
| Roter Assy | 214361
| Distribnter Assy | 214453
02-05-00081 | EQUIPMENT: centerfuge
MODEL T5 & T30
COMPANY NAME Intermed W.Germany
QUANTITY INSTALLED 150+150
Electric motor rpm max 5500 (type1030 5/5) 220V freq. 50HZ
Electrin motor 220V 80W (type 1009 10) 5000 rpm
02-05-00082 | EQUIPMENT : Centrifuge, microhaematocrit
MODEL:MC-201
COMPANY NAME:HITACHI
QUANTITY INSTALLED:52
| Timer | 482819
| Speed meter | 982821
| Printed Circuit board | 346594
| Motor assembly | P/N 342751
| Relay #3 | 5400618
| Main pilot lamp. | 982818
| Timer GRIP | 482820
| CB holder | 482816
| PG assembly | 477277
| Interlock Switch | 477275
| Rubber Cushion | 477281
| Capillary tube | 47727
| Cover assembly | 346543
| Putty for sealing | 477279
| Scaleplate (Centrifuge) | 338828
| IC | 47743420
| cover assembly | 5300066A
| IC | HA17815P
02-05-00083 | EQUIPMENT: Micro Centrfuge
MODEL: Haematocrit
COMPANY NAME: Hitachi, Japan
QUANTITY INSTALLED:50
Main control Board
Armature
02-05-00084 | EQUIPMENT: CENTRIFUGE
MODEL:PCV
COMPANY NAME: HAWKSLEY‚SONS‚Ltd, UK
QUANTITY INSTALLED:75
| Motor Complet 11000 rPM 220 V AC | 147454/9D
Micro Switch
Timer
Carbon Brush
Armature rotor
02-05-00085 | EQUIPMENT : Centerifuge Cytosedimentation
MODEL:1250
COMPANY NAME: SAKURA
QUANTITY INSTALLED:26
Rotor Fixing unit
02-05-00086 | EQUIPMENT : Tissue staining machine Automatic
MODEL: D2-64
COMPANY NAME: SAKURA
QUANTITY INSTALLED: 13
Micro Switch
Motor
02-05-00087 | EQUIPMENT: Bloode cell counter
MODEL:PC-810
COMPANY NAME:SYMIX
QUANTITY INSTALLED:13
Solelenoid valve (12V [813-0699-8])
Solinoid valve 823-0959-1
Thermiston 813-0779-9
02-05-00088 | EQUIPMENT : Sterilizer , Steam
MODEL: TABLE TYPE F1-27
COMPANY NAME: ODLAGE
QUANTITY INSTALLED:26
Filter for water supply.
Timer
Pressure gauge
Slide plate.
Steam Ejecter valve
Drum for model SP-2-3
Solenoid valve for Steam.
Solenoid valve for Water.
Check valve T-125
Check valve JTS-10K
HETER ELEMENT
02-05-00089 | EQUIPMENT:AUTOCLAVE
MODEL:YHE-960+YVE-46
COMPANY NAME: Takizawa Medical, Japan
QUANTITY INSTALLED:50+75
Heater 380 V 12KW for Horizontal Autoclave model YHE-960
Steam injector for Horizontal Autoclave model YHE-960
Heater 380 V 8KW for Vertical Autoclave Model YVE-46
02-05-00090 | EQUIPMENT : Sterilizer, steam
MODEL: double door.(F1-30)
COMPANY NAME:SAKURA
QUANTITY INSTALLED:39
| One shaft motor unit | 3PH-Motor
Wire for one shaft motor.
| Oil-seal for vacuum pump. | AK-35488
| Oil-seal for vacuum pump. | FAJ-3552R
| Bearing for vacuum pump | 6206V
| Bearing for vacuum pump | 6206
| Bearing for vacuum pump | N0206
| O-Ring for vacuum pump | OG-230
| O-Ring for vacuum pump | OG-55
| Washer for vacuum Pump | AW-06
Trap wibt ½
Air Leak valve 3/8
Check valve ½
Check valve ¼
Check valve ¾
Ball valve 12
Ball valve 3/8
Solenoid valve (3 ways) 1/4
Solenoid valve for seal 1/4
Steam trap wibt 15A
3 way Air valve
Vacuum pum KT-100E
Filter main
Transformer (Tes 1/4)
Source steam valve (T-150 BD 3/4)
Thermo Resistance (HKP-15)
Thermo couple (C-1)
Puper for record
| 3 Way Air valve | SV062SE-80-2W
Safty valve
Pressure reducing valve RD-IT23/4
02-05-00091 | EQUIPENT AUTOCLAVE
MODEL: VND V/3/48
220/380V,50HZ,9KW.14.5A
COMPANY NAME:ODELGA A-1160 WIEN KOPPSTR.103 AUSTRIA
QUNTITY INSTALLED 10
| PISTON ASSEMBLY | 464-905
HEATING ELEMENT
02-05-00092 | EQUIPMENT:Horizontal Autoclaves No: Box25 AND2
MODEL: 2 horizontal Autoclaves K O/60 X95,380 V Made of Stainless steel Working pressure 2.5 bar 2x2 door-Central closure
automatic control SV3 sterilization of solids
vaccum pump 10604-Independ- ant automtic steam generater Q25 x 55
made of st. Electric 16KW voltage: 380v VPRI+C 18KW Type Lx400 steel.
COMPANY NAME:LEQUEUX
QUANTITY INSTALLED:15
| Pump LRMA 10604 0.75kw 50 | 02624 A
| Pump TKM 80 380 | 02640 A
| Bowl TAP MA LN 12/17 | 01622 B
| Manometer 60G602-1 + 3B | 01138 A
| Manometer 60G602-0 + 6B | 01138 B
| Drainer AV 10 15 x 21 | 01699 A
| Valve 34600 125 | 01990 A
| Valve 983 G1 4.2B 12/17 | 01711 D
| Poral Filter 23.8/74 3002 | O1733 A
| Filter strainer BR 1125 15 | 01718 B
| Snifting valve 1821 15/21 | 01695 A
| Thermo cont 25+ 150 100 | O1823 A
| Thermo Stat RU 7180+300 | 02036 A
| Mamostat SP 6K | 02209 C
| Mamostat SP 16K ss capot. | 02029 B
| Resist C6CU 16K 3 X 380 Complete. | 01242 A
| Elect Valve | 02785 A
| Elect Valve 13800 169 24V | 01901 A
| Elect Valve 14000 003 24V | 01902 A
| Recerd. K-1+50/150 8H 24V | 01855 A
| Transformer 100 VA 42 751 | 01428 B
| Fuse Holder 21 471 | 01390 A
Cartridge fuse 10 A 10 X 38 GF
Cartridge Fuse 4 A 10 X 38 AM
Cartridge Fuse 6A
Cartridge Fuse 2A 10 x 38 AM
| Miniruptor 83.100.01 W 3 | 01355 A
| Switcher 400- 1005- 024 -GFS-60 | 03112 A
| Push botten 4000 101 024 GFS 60 | 03113 A
| Signal Light 4000 970 B | 03114 A
| Aux contact ZB2 BE 101 | 03109 A
| Aux contact ZB2 BE 102 | 03109 A
| Progra KKB 5020B12524 Complete | 02010 B
| Inter TETE ZB2 BD2 | 03107 A
| Timer KOF 1 E1 3/30 24 | 02004 A
| Relay DMR 24V CA007 40912 | 01494 A
| Relay CA2 FN 131 24V | 1290 C
| Contactor LCI D 253 B 24 | 01304 E
| Contactor LCI D 093 B 24 | 01304 A
| Therm LRI DO9 307 I 6-2.5 | 1302
| Therm LRI DO9 306 I,1.6 | 1302
Therm LRI DO9 308 2.5-4
| A Timer KOG IIIA 180 24V | 2005
| A Timer KOG 2IIA 1 3 H 24V | 2008
| B Timer KOG IIIA330S. 24V | 2005
| A Signal Light 4000-2-024-GFS 60 | 3111
| C Door Gasket | 2514
| A Blow Valve 1821 15/21 | 1695
Model :- AP6B EAP 380V
| Contactor LC1D09324 | 01304 A
| Main cutter device T20 EA | 01309 A
sub 20A LCID253
| ON-OFF switch button 31261 | 1350 A
| Relay CA2FN131 24V | 01290 C
| Heatin element A162 | 1201
| Lamp olten 24V | 1314
| Thermometer IFC80 50+350 | 01827 B
02-05-00093 | EQUIPMENT: Ultrasound unit Doppler
MODEL: IM1000
COMPANY NAME: Ausonics company, Australia(Group of Nuclars)
QUANTITY INSTALLED:12
| Probc 3.5 mHz | 007-483
Probe 5 mHz
| TGC Board | 040-728
02-05-00094 | EQUIPMENT : HB meter
MODEL: HB-N
COMPANY NAME:C-ITOH, Japan
QUANTITY INSTALLED: 75
Photo Cell
Power PC Board
Transformer
Rotary Resistance
Circuit Plate A
02-05-00095 | EQUIPMENT : HB meter
MODEL: HB214
COMPANY NAME:C-ERMA
QUANTITY INSTALLED: 75
CILILOSE STANDAR SOLUTION
02-05-00096 | EQUIPMENT : Billrubin – meter
MODEL:CAPLIAX 111
COMPANY NAME: SAKURA
QUANTITY INSTALLED:13
STANDER 20
02-05-00097 | EQUIPMENT : Billrubin – meter
MODEL: Micro Billmeter
COMPANY NAME: ERMA INC, Japan
QUANTITY INSTALLED:120
Main PC Board
Power PC Board
Sample Holder Assy
02-05-00098 | EQUIPMENT: PH Meter,
MODEL: HGC-10
COMPANY NAME: DKK, Japan
QUANTITY INSTALLED:13
| PH electrode | 1312GC
FILTER
02-05-00099 | EQUIPMENT : Flame photometer
MODEL:PF
COMPANY NAME: Jenway Ltd
QUANTITY INSTALLED:75
Nebulizer (complete)
Compressor
02-05-00100 | EQUIPMENT : SPECTROPHOTO METER
MODEL: Specol 10
COMPANY NAME : Carl Zeiss, Germany
QUANTITY INSTALLED:300
| Indicating inst | 558-5616
| Blue Photo Cell | 211-891/1
| Red Photo Cell | 211-892/8
| Potentiometer | 146-208/4
PCB
CUVATT
02-05-00101 | EQUIPMENT:Anaesthesia
MODEL: BN-75
COMPANY NAME: Carba, Switzerland
QUANTITY INSTALLED: 75
Vaporizer (Flothen) Flotic-3
Valve spindle complete for oxygene
Valve spindle complete for nitrogene
Oxygene gauge N-59000-011
Nitrous oxide gauge N-5900-008
O2Z3.173616
N2OZ.17347
N18000-069A O-ring
Z416829 cone
O2block Z9.16097
Gasket Z4-11445
N18000-040A O-ring
Z4-16221 cap.
N2OSafety Z9.16118 interlock
Pipeline block Z9.15999
Complete flow meter for oxygene + nitrogene
On-Off knob complete for oxygene + nitrogen
Z4.14779 sealing ring
N4 859000-008 manometer D50 1/8" V 0-100 bar
N4 59000-011 manometer D50 1/8" V 315 bar
Contineous flow vaporizer for flouothane
02-05-00102 | EQUIPMENT:Endoscope
MODEL: GIF-XQ10 , XQ20
COMPANY NAME: Olumpus, Japan
QUANTITY INSTALLED:30
Biopsy Valve
GM8204 3.2 lux channel
GM8203 2.0 lux channel
GM1466 check valve
GM9099 O ring
GP0516 O rign
S.Nut
AW.Nut
Knob ornament
Air valve
Suction valve
O.Ring for water inlet
F.Mask
02-05-00103 | EQUIPMENT:Endoscope
MODEL: GIF - P10 & P20
COMPANY NAME: Olympus
QUANTITY INSTALLED:30
ZB72090A NS-Unit for GIF-P10
ZB5768.L.G connecting tube.
GS0181 G-Channel
GM8156 2.4 1ux channel
GM8203 2.0 1ux channel
GM9040 O ring
GS9017 O ring
GS9016 O ring
GS0557 F-mask
GS9001 O ring
GS9005 O ring
ZB5890 cover glass unit
ZB 5778 eyepiece unit
GS9006 O ring
GS9007 O ring
GS9009 O ring
GS9008 O ring
GS9011 O ring
GS9002 O ring
GS0555 Wire stopper
ZB 60006 IG mont unit
GS 50054 2.7 IG mount
GM 8212 lead wire – Green
GM 8213 lead wire – Orang
GM 8278 lead wire – Blue
GM 8279 lead wirw – white
A-Rubber
02-05-00104 | EQUIPMENT:Endoscope
MODEL: GIF-P3
COMPANY NAME:Olumpus, Japan
QUANTITY INSTALLED:30
NS-Unit for GIF-P3 ZB54720A
ZB168500 L.G connecting tube.
GM146600 check valve
GM278200 valve
CP0516 O ring
GP4343 F-Mask
GM9099 O ring
GP884900 Connecting Base
GM442200 Plate
GQ003600 Stoppers
GP250700 2.6 screw
GP07600 Stoppers
GP307600 W.moth piece
GM8204 3.2 Lux channel
GP4064 Resistor
GP3078 S.mouth piece
GM8203 2.0 lux channel
GP4346 L-Ring
GP4344 F-mask
GP0594 Contact pin
WE107034 Screw PSK 1.4*3.5 SB
WE115179 Screw PUK 1.7*2.5 SA
02-05-00105 | EQUIPMENT:Lung Ventilation Equipment, Manley Ventilator
MODEL: MN2
COMPANY NAME:Blease Medical Equipment Ltd., UK
QUANTITY INSTALLED:120
630114 V1 Valve
M3200 V2 Valve
63.02128 V3 Valve
ST 2105 B2 Bellows
ST 2105/1 B1 Bellows
ST 2105/4 Neg. Bellows
V3 Valve diaphragm 2500 17
02-05-00106 | EQUIPMENT: DENTAL UNIT
MODEL: Belmont Comp. 350
COMPANY NAME: TAKARA BELMONT
QUANTITY INSTALLED:200
Air Turbine 4-holes Midwest
contra-angle Complete
Cartridge for air turbine T-180103
Cartridge for air turbine T-181103
Air Motor complete 4-hole
CARTIG FOR CONTRA ANGLE
MIDDL SHIFT FOR CONTRA ANGLE
TRIBLE SRING COMPLET
HALOGEN BULB FOR 048
TUBING FOR AIR MOTOR 4/3 LINE(350-057)
MICRO PILOT VALVE NC
MICRO PILOT VALVE NC NO
MASTER VALVE ASSEMPLY (350-010)
02-05-00107 | EQUIPMENT: DENTAL UNIT
MODEL: New Leo
COMPANY NAME: J. MORITA CORPORATION
QUANTITY INSTALLED:300
Roter For angle handpiece 0311
Contra- angle complete 145152
Triple syring complete
Turbine handpiece
Middle shaft cartridge
Air motor complete
JOINT FOR TURBIN HANDPICE 134355
VALVE BUDY ASSEMPLY 065108
Three way sirving hose
HULOGEN BULB
02-05-00108 | EQUIPMENT: Dental Unit
MODEL: KAVO 1033
COMPANY NAME: Kaltenbach & voigt GMBH & Co, Germany
QUANTITY INSTALLED:100
| Super torque turbine hand-piece | 553 2100
| Cartridge for turbine 630 | 553 5857
Set of Bards for unit
02-05-00109 | EQUIPMENT: Infant Incubator and Resuscitater
MODEL: 89 + 165
COMPANY NAME: VICKERS
QUANTITY INSTALLED:100
| Canopy-With Fittings | 089-11-002
| Heater 500/240 | 185-09001
| Lamp-Floru 15W | 14685-45
| Switch-Starter | 80006
| Capacitor 4mF 250V | 14687
02-05-00110 | EQUIPMENT: Isolete Infant Incubator
MODEL: C-86
COMPANY NAME: AIR SHIELDS Co., USA
QUANTITY INSTALLED:100
| Iris port sleve | 1261500
| Thermistor | 26-503-10
| Thermostat Capsule | 26-557-70
| Potentiometer W/W afer SW | 17-529-44
| Twist Lock Socket 220V | 12-501-00
| Power Cord Assy 220V | 12-550-70
02-05-00111 | COMPANY NAME: IVAC, USA
EQUIPMENT: Volumetric Infusion pump
MODEL:l IVAC 630
QUANTITY INSTALLED:400
| Board Assy Interconnect | 125076
| Power regulator | 125275
| Logic Board Assy | 125125
| IC | 302121
| IC | 302122
| IC | 302194
| IC | 125008
FILL SENSOR
02-05-00112 | EQUIPMENT: Ultrasound diagnostic
MODEL: sonoline sx / ccir.+SL/1
COMPANY NAME: Siemens ag/Germany
QUANTITY INSTALLED: 20+10
Linear array 3.5 mh 2/s1 std. Scan lenght 11.4 cm cat. No. 8339 509.
Cda-sector medium focus 3.5mhz cat no. 54 47 388
Service Manal for sx/ccir & S1-1/ccir
power supply board
prop 10 MHZ
FAN MOTOR
02-05-00113 | EQUIPMENT: HEMODIALYSIS MACHINE
MODEL: A1008d
COMPANY NAME:FRESENIUS AG
QUANTITY INSTALLED: 60
| Float switch | 6501211
| PVC tube | 5452041
| Silicon tube. | 545364
| silicon tube. | 5453721
| Clip (block) fordial tube | 5727211
| Filter hydro block A1008D | 6500771
| Throttle constaund flow | 5662471
| Heater bar | 6412721
| Balancing chamber CP1 | 5662231
| Silicon tube | 5453561
| Dialysate connector red | 6419841
| Dialysate connector blue | 6419851
| Level sensor | 6300171
| Throttle recirculation | 5662261
| Throttle glass fororfice (4W) | 6502801
| Orifice (4L) | 5662481
| P.C.B 287C | 6509121
| P.C.B 241 | 6504141
02-05-00114 | EQUIPMENT: WATER TREATMENT FOR KIDNY MACHINE
MODEL: WATER SOFTENER
COMPANY NAME:.Gulligan International Co.
QUANTITY INSTALLED:50
Raw Water Pressure system
RIV 40 x 25
BIV 32
Valve 32 (Plain)
RIV 32 x 25
RIV 40 x 20
Tube tangit PVC adhesiv
TEG 90 @ 40 TIV
Union 50 @ 25 BIV
Valve 3 Way
Model filter TW (30-4641)
Model filter type (4406-93)
02-05-00115 | EQUIPMENT: Hemodialysis machine
Model : AK 10
COMPANY NAME: GAMBRO
QUANTITY INSTALLED:75
| Power supply board (1) | K04538 H
| Motor control board (2) | K04447004
| Control Logic board (3) | K12284001
| Moonting plate compl. | K05998 A
| Condoctinity meter | K04651001
| Temperature Meter | K04650001
| Negative pressure meter | K07107001
| Power supply board meter | K04538 G
| Motor control board | K04525 F(DEM)
| Microprocessor I board | K10229002
| Analog guard boord | K04528 E
| Microprocessor II board | K10229002
| Meatin certridge | K04981001 (24ov)
| Vessel | K04694 A
| Over heating guard | K07422 A
| Proportioning valve | K05585 B
| Pomp with motor | K04810 A
| Pompoint comp. | K04585 D,F,H,L
| soction tobe complete | K12054001
| Degesin uint | K04621 A
| Conuctinity ceel | K04629 B
| O-ring | 100319008
| O-ring | 100319032
| O-ring | 100319026
| O-ring | 100335001
| O-ring | 100319009
| By pass block assy | K06301002
| Tempertere transducer | K04857001
| blood leak detector | K06163001
| Flow meter assy. | K04622A
02-05-00116 | EQUIPMENT NAME: KIDNEY MACHINE
MODEL: NYCOTRON
COMPANY NAME: NYCOTRON
QUANTITY INSTALLED:20
| Water pressure adj. Compl. | 56310 002
| Cond. Cell 11 | 56310 038
| Conn. W/.3.8 " Gyroolock | 56310 039
| Blending Chamber | 56310 042
| Hydr.M. Valve water inlet on/off | 56320 004
| Thermistor Unit 53 Blue-Plug | 56320 010
| Thermistor Unit 54 Orang-Plug | 56320 013
| Thermistor Unit 52 Blue- Yellow-Plug | 56320 012
| Power supply compl. | 56320 018
| Blood pressure unit compl. | 56330 025
| Scket 22 Pins For C.B | 56330 039
| Diff. Trafo unit. | 56310 029
| Knob/4mm shaft. | 56340 013
| Hydr. Main Valve | 56320 001
| heat Exhanger | 56320 040
| Socket J5 | 56320 005
| Thermistor terminal n.p.v | 56310 023
Thermistor Q5 MJE 521 56350 018
Fuse 1.6 A.F 1601
IC 709
IC C 710
IC C 741
IC LM 555
IC 8038
IC 1458
IC LM 709
Q2N 4401
Q2N 4403
Q2N 3906
QBC 212 KA
QBC 182 KA
Tranasistor 2N 5458
QMJE 371
Tranasistor 2N 4037
Diode in 5237
diode in 5236
Diode in 914
BC 40 C2200
BY 179
Diode in 5232
Diode in 5240
| RI 10 V 23012 | 56360 005
| RI 1401 | 56360 006
Til 209 Led
| Timer motor complete | 56330-021
| Tubing for BP unit | 56330-027
| Front meter temp | 56340-008
| Front meter concentration | 56340-009
| Priming buttom complete | 56340-017
| Power cable compl. | 56350-015
| Dialyser tube.3.8 | 56370-012
| concetrate tube weight | 56370-002
| Nylon screw | 56350-021
C 100 MF 40 V
C 22 MF 25V
C 150 MF 6.3 V
C 2200 MF 35 V
C 10 MF
Tranasistor 7812
Tranasistor 7912
Recitifier 2200
Recitifier 3300
Diode in 4004
02-05-00117 | EQUIPMENT: PHOTOTHERAPY
MODEL HERAEUS
COMPANY NAME DRAGER
QUANTITY INSTALLED 100
Order No./Order No
| Burner Q 406Z7 | 2M18185/56001200
| Plexiglass filtter | 2M18783/56011791
| Lanition device 46A 220Va.c/60HZ | 56018873/56018373
| Fan 15W,220V a.c/50 HZ | 5601815/6001815
02-05-00118 | EQUIPMENT:-Electro phorisis
MODEL:-Chromoscan 3/joyce loebl
COMPANY\MANUFACTURER:-Vickers company
QUANTITY :-1
SITE :-Medical city\ Hospital laboratory building
printid head
set of bells
02-05-00119 | EQUIPMENT:-Automatic Acoustic impedance meter
MODEL:-Ap 65
COMPANY\MANUFACTURER:-Peters
QUANTITY :-5
SITE :-Medical city\ Hospital consulting building
Recommended of spare part
02-05-00120 | EQUIPMENT:-Apnea /respiration monitor
MODEL:-
COMPANY\MANUFACTURER:-Air shield
QUANTITY :-10
SITE :-Medical city\ Hospital Baghdad
| Transducer ,blue cover | 350059
| printer circuit board | 350024
| Switch ,toggle spot | 350013
| Switch, rotary | 350021
| Alarm andible | 1765221
| R20,21 | 1721514
02-05-00121 | EQUIPMENT:-Cryostat
MODEL:-TE
COMPANY\MANUFACTURER:-Slee group of companies-london
QUANTITY :-1
SITE :-Medical city\ Hospital laboratory building
| Compresor | danfos sc18 cxt2
02-05-00122 | EQUIPMENT:-YAG lasser
MODEL:-7970 SE.no. 770516
COMPANY\MANUFACTURER:-coherent-manuf june 1989
QUANTITY :-
SITE :-Medical city\ Hospital surgical
| IC | 0610-818-02REV.H
| IC | 0610-818-01REV.H
| IC | XLS 2816AP-300 8825
02-05-00123 | EQUIPMENT:-Mingograph EEG
MODEL:-EEC junior -8channl
COMPANY\MANUFACTURER:-Siemens
QUANTITY :-1
SITE :-Medical city\ Hospital consuleting
| Galvano meter | 722235E039E
Paper
Electrode cable
Electrodes
Pump
02-05-00124 | EQUIPMENT:-Mingograph EEG
MODEL:-EEG 21
COMPANY\MANUFACTURER:-Siemens
QUANTITY :-2
SITE :-Medical city\ Hospital consuleting clinic surgical houspital
| Galvanometer | 6729551E173E
Electrode cable
| Writing fluid | 9002064E100E
Paper
Ekectrodes
02-05-00125 | EQUIPMENT:- ULTRA SOUND
MODEL:- 1846
COMPANY\MANUFACTURER:- BRUL & KJAER
QUANTITY :-
SITE :-Medical city\Hospital
| PROBE TRANDUCER 7 MHZ | 8551
| DUAL HEAD SECTOR TRANSDUCER | 8529
| PROBE | 1849
02-05-00126 | EQUIPMENT:- TREDMIL
MODEL:-
COMPANY\MANUFACTURER:- SIEMENS
QUANTITY :-2
SITE :-Medical city\ Hospital
STYLUS
PATIENT CABLE
02-05-00127 | EQUIPMENT:- TREDMIL
MODEL:- AO
COMPANY\MANUFACTURER:- PICKER INTERNATIONAL
QUANTITY :-4
SITE :-Medical city\ Hospital
STYLUS
PATIENT CABLE
02-05-00128 | EQUIPMENT:- CENTRAL STATION
MODEL:-
COMPANY\MANUFACTURER:- SEIMENS
QUANTITY :-1
SITE :-Medical city\ Hospital BAGHDAD
PATIENT CABLE
02-05-00129 | EQUIPMENT:-CENTRAL STATION
MODEL:- AO
COMPANY\MANUFACTURER:- PICKER INTERNATINAL
QUANTITY :-10
SITE :-Medical city\ Hospital
PATIENT CABLE
STYLUS
ROLLER
02-05-00130 | EQUIPMENT:-CT SCANER
MODEL:-SOMATOM DR3 -POLYDOROS GENERATOR
COMPANY\MANUFACTURER:-Siemens
QUANTITY :-1
SITE :-Medical city\Hospital BAGHDAD
| D17221500 4026 ELECTROON | 7221500
| BOARD D15 | 8353336 X 1626
| D1-17221708 | GR 026
| D2 –7221626 | GR026
| D5 –7467798 | GR036
| FLOPPY DISK CONTROLER M7745ROX M82564717567 | 501289 1D
D1-27221724
D147221765
02-05-00131 | EQUIPMENT:-X-RAY UNIT
MODEL:-SIREMAT
COMPANY\MANUFACTURER:-Siemens
QUANTITY :-1
SITE :-Medical city\ Hospital BAGHDAD
| 7218704G | 5207-01198
VIDEOMED H-R CAMERA COMP
| 21851-A1 | 12492 50 H2
| SET OF BOARDS FOR CAMERA CNTROL FOR VIDEOMED H-R | 7218704
| MONETPR SCREAN FOR MONETOR MODEL | 7297419Q5205C
| CARRIAGE | 4004669G5167
| CONTROL CONSOLE WITH PROGRAMING ATTACHMENT FOR BICOR / COROSCOP C SIMENCE -ELEMA | 8714560 X 1765
| SIMEUCE MOUITOR SERIAL NO 01803 MODIFECATION | 1765-220V 1 PHASE
LAMP FOR TAGR NO 35A (CINE PROJECTOR TAGR NO 35AX )
H.T. GENERATOR MODEL
SERIAL NO. 64905601
| D54 ADEPTER | 7240088 X 1415
| IMAGE INTENSIFIER OPTI-LU LATERAL1712HD | 8832776 V5760
| IMAGE INTENSIFIER FRONTRAL OPTI-LUX | 27HD -TRIPLEX MODEL 8832719V5050
02-05-00132 | EQUIPMENT:-CAMERA
MODEL:-VIDEO MED
COMPANY\MANUFACTURER:-Siemens
QUANTITY :-1
SITE :-Medical city\ Hospital BAGHDAD
| BOARD Q4700902 | GE 001-B66
| BOARD VV9955791 | EOO1-B54
| BOARD H 2893063 | GE011-B58
| BOARD F 4737052 | GE001-B87
| BOARD Z 2893048 | GE001-B15
| BOARD S 4500910 | GE001-B17
02-05-00133 | EQUIPMENT:-CCU CAMERA CONTROL UNIT
MODEL:-
COMPANY\MANUFACTURER:-Siemens
QUANTITY :-1
SITE :-Medical city\ Hospital BAGHDAD
| STABLIZER BP C7945-A3001B804 | 4762530 X E001
| BOARD N1 C72411A3 7L34 | 4757258 X E001
| BOARD 1 C72411-A3-L671L68 | 473711 X GE001
| BOARD NV C72411-A3-L92 | 4418976 RH052
BOARD S C72411-A3-L96
BOARD H C72411-A3-L53
BOARD KR C72411-A3L35
BOARD DK C72411-A3-L18
BOARD DV C72411-A3-L203
| MONETOR FOR D-SA | 8714511 X 1762 SERIAL NO. 0113 - MODIFCATION 1762
02-05-00134 | EQUIPMENT:- COMBILABER CBM -A8PROCESSING UNIT FOR CINE FILM
MODEL:-
COMPANY\MANUFACTURER:-Siemens
QUANTITY :-10
SITE :-Medical city\ Hospital BAGHDAD
| 09-02-FILM ROLLER | 064V473
| 09-10 FILM GAIDE ROLLER | 064V473
| 09-03 CEALING RING | 080C737
| 09-05 GEAR WHELL ASSY | 064V031
| 12-01 HEATING ELEMENT | 750W 064V139
| 12-02 THERMISTOR | 064V 003
| 12-02- PUMP | 064V115
| 12-07 P.C BOARD | 064V 694
| 13-01 TRANSPORT MOTOR ASSY | 064V 043
| 15-01 FILM GUIDE ASSY | 064V013
02-05-00135 | EQUIPMENT:- CIPRO 35N 35CINE FILM PROGECTOR
MODEL:- CPW-A-35150
COMPANY\MANUFACTURER:-Siemens
QUANTITY :-4
SITE :-Medical city\ Hospital BAGHDAD
| CUPLEING PN | 4707683GE016
| PULLEY PN | 4707733GE016
| BELT PN | 4701280GE016
| TOOTH HEADWHEEL PN | 4707675GE016
| TOOTH HEADWHEEL PN | 4707568GE016
| COUPLING PN | 4708640GE016
| BOARD PN | 4701256GE016
| BOARD PN | 4701264GE016
| MOTOR PN | 7705148D0900
02-05-00136 | EQUIPMENT:- X-RAY
MODEL:- PANADORSE 1200
COMPANY\MANUFACTURER:-Siemens
QUANTITY :-1
SITE :-Medical city\ Hospital BAGHDAD
| TV MONETOR SERIAL NO. 01079501 | 467231365024
| CASSET FOR CINE FILM ARRIECHO | 65098A
| IMAGE INTENSIFIRE COMPLETE SERIAL NO. 01059 | 853Y01865307
| IMAG INTENSIFIRE | SICRON 2
TV SYSTEM VIDEOMED 2
TV MONETOR 44CM
02-05-00137 | EQUIPMENT:- MOBIL XR NO. 01526
MODEL:- UB MED XR . 004/0606
COMPANY\MANUFACTURER:-Siemens
QUANTITY :-2
SITE :-Medical city\ Hospital NURSSING HOUME
| D1 MOTOR CONTROL & CHARGEING BOARD | 6462876
| D2 PACK PLANE | 6610208
| D3 CHARGE BOARD | 6725774
| D4 CAPACITOR BOARD | 6425634
| D5 VOLTAGE DISTRIBUTER | 6899520
| D6 D.C.POWER SUPPLY | 6762777
| D7 LOKING DIVICE CONTROL | 6899587
| D9 MICRO PROCESSOR BOARD | 6953368
| D16 INPUT / OUTPUT BOARD | 6899660
| D24 TUBE FILAMENT CONTROL | 6899660
| D8 ROTATION CONTROL BOARD | 6425956
| D13 INVERTER BOARD | 6425659
| D14 DISPLAY | 6790448
| D15 KEYBOARD | 6910099
| D18 DISPLAY –DRIVER | 6488996
| D19 LED -BOARD | 6788970
| D17 LOCKS & COLLIMAXORKY BOARD | 6821292
| D20 TRANSFORMAR BOARD | 6863013
| D23 FAN SUPER VISION | 6863492
| D25 RELAY BOARED | 6931687
| D10 PACK PLAN | 6462975
| D11 LED BOARD | 6762934
| D12 PHOTO , TRANSISTOR BOARD | 6762959
02-05-00138 | EQUIPMENT:- X-RAY
MODEL:- GIGANTOS OPTIMATIC
COMPANY\MANUFACTURER:-Siemens
QUANTITY :-1
SITE :-Medical city\ Hospital BAGHDAD
| D41 FOLLOW - UP AMPLIFIRE | 4364840
| D53 THRESHALD STAGE | 4030482
| D65 DUMMY PLUG | 1800911
| D69 AMPLIFIRE FOR FILAMENT CURRENT | 4241410
| D78 VOLTAGE SUPPLY | 7129992
| D87 ANALOGE CONVERTAR MAS | 1800671
| D88 KV -CONTROL | 1800507
| D93 TIME REPRESNTATION | 4031894
| D101 INTERFACE 1 | 1580507
| D102 INTERFACE 11 | 1580596
| D103 CONTROL CIRCUIT | 4018685
| D106 EQUIPMENT SELECTION | 1800333
| D106 TIMER | 4245809
| D108 LUMP FIELD CONTROL CIRCUIT | 2139095
| D110 DISTRIBUTRY | 4363925
| D111 CONTROL STAGE | 1801398
| D116 MEASURING FIELD | 1800853
| D125 VOLTAGE STABILLIZATION+15V | 1709179
| D130 SWITCHING STAGES | 1709278
| D131 LOGIC STAGE BOARD | 1801059
| D132 INPUT FILTER | 1709310
| D139 MAMMOGRAPHY & +,- BUTTON | 4242152
| D151 DUMMY PLUG CINE | 1985159
| D301 VOLTAGE STABILIZER __--15V | 6788913
| D302 FLUOROSCOPY ADE | 6610471
| D303 FLUOROSCOPY KV-NOMINAL VALUE | 6200497
| D304 THYRISTOR CONTACTOR | 6200505
| D305 THYRISTOR CONTACTOR STAGE | 6788731
| D306 KV -NOMINAL VALUE | 6610364
| D307 KV-AMPLIFIER | 6788756
| D308 FILMENT -TRIAC –CONTROL | 6516363
| D309 TRIAC STAGE | 6788749
| D314 DIODE BOARD | 6516447
| D316 SERIES MA MAX | 6618050
| D317 MS SWITCHING | 6655377
| D318 MAX R CORRECTION | 6788574
| D149 SWITCH OVER BOARD | 4367538
| D160 LIMIT BOARD | 4031845
| D319 CINE KV CONTROL | 6655443
| D57 EQUIPMENT SELECTION 11 | 1801034
| D58 EQUIPMENT SELECTION LOGIC | 4241394
| D60 CODER | 1800994
| D59 PROGRAM DISTRBUTER | 1801018
| D112 PROGRAM DISTRBUTER | 18018895
| D310 THYRISTOR –CONDUCTOR VOLTAGE STAGE | 6655013
| D311 THYRISTOR CONTECTOR TRIGGER STAGE | 6725704
| D312 KV MOTOR CONTROL | 6516322
| D71 ASSEMPLY GROUP | 1800523
| D72 RECTIFIER BOARD | 4018727
| D50 BRAKE DELAY | 1802206
| D52 GENARATOR | 1984855
| D53 AP -SELECTION DELAY | 4020798
| D55 TIMER BOARD | 1802222
| H1 HIGH VOLTAGE GENARATOR | 6633333
| T11 REGULATING TRANSFORMAR | 6631758
| D74 MEASSURING BOARD | 4033662
| D113 INDICATION BOARD | 1801323
| D 85 DIODE BOARD | 1801265
| D86 INDICATION UNIT | 1578533
02-05-00139 | EQUIPMENT:- X-RAY
MODEL:- SIREMAT
COMPANY\MANUFACTURER:-Siemens
QUANTITY :-2
SITE :-Medical city\ Hospital BAGHDAD & NURSSING HOUM
| D1 CONTROL CIRCUIT BOARD | 4084885
| D2 OVER VOLTAGE MONITORING | 4084869
| D3 UNDER VOLTAGE MONITORING | 4084901
| D4 SERIES CONTROLLER | 7227127
| D5 A -D POWER SUPPLY MODULE | 4083275
| D6 MONITORING CIRCUIT BOARD | 4084943
| D7 VOLTAGE REDUCTION | 5436183
| D10 FILTER CIRCUIT BOARD | 4081972
| D11 LSL OUTPUT STAGE | 4084380
| D28 SMALL MOTOR CONTROL | 4051969
| D36 AUXILIATY KIM CONTROL | 7227341
| D53 REQUIRED -VALUE GENERATOR FOR MOTOR CONTROL –C | 4084489
| D54 MOTOR CONTROL | 4084927
| D55 DERIVER STAGE | 7356678
| D56 POWER SUPPLY UNIT | 4052007
| D59 SERVICE CIRCUIT BOARD | 4397261
| D60 RELAY CIRCUIT BOARD | 4397089
| D70 TIMER SWITCH | 4083481
| D84 LOGIC CIRCUIT BOARD | 4397360
| D85 LOGIC CIRCUIT BOARD | 4397378
| D86 LOGIC CIRCUIT BOARD | 4397147
| D87 COLLECTIVE CIRCUIT BOARD | 4941571
| D88 SERVICE CIRCUIT BOARD FOR FILM TRANSPORT | 8478468
| D89 TIMER SWITCH | 4941654
| D90 RELAY STORAGE CIRCUIT BOARD | 4397022
| D51 REQUAIRD -VALVE GENERATOR | 4051603
| D52 DIFFERENTIAL AMPLIFIER | 7227366
| D57 START - STOP MONITORING | 4051744
| D58 FIELD START SEQUINTIAL | 5436233
| D61 LOGIC CIRCUIT BOARD | 4397287
| D62 LOGIC CIRCUIT BOARD | 4397303
| D64 LOGIC CIRCUIT BOARD | 4397311
| D65 REVERSAL CIRCUIT | 4397626
| D66 LOGIC CIRCUIT BOARD | 5436142
| D68 COLLECTIVE CIRCUIT BOARD 3 | 4941514
| D71 AMPLIFIRE FOR MULTILEAT COLLINATER | 5435979
| D72 AMPLIFIER FOR REQUIRED VALUES | 4051629
| D73 COLLECTIVE CIRCUIT BOARD | 4941555
| D80 LIFT LOGIC | 4397162
| D81 LIFT CONTROL | 4397105
| D12 COMPARTOR CIRCUIT BOARD | 4051827
| D100 COLECTIVE CIRCUIT BOARD | 4941753
| D101 MOTOR REGULATOR | 4084828
| D102 MOTOR CONTROL | 4084844
| D103 LOGIC CIRCUIT BOARD | 4941829
| D104 COUNTER CIRCUIT BOARD | 4941613
| D105 PULSE STAGE | 7357577
| D110 FLASH CIRCUIT BOARD | 4084802
| D111 COUNTING SOLENOID CIRCUIT BOARD | 4941928
| D18 REVERSAL CONTROL | 4397725
| D78 MODULATED LIGHT BARRIER | 4397063
| D 77 PHOTO TRANSISTOR CIRCUIT BOARD | 4397048
| D41 MAGAZINE CONTROL | 5436126
| D43A PHOTO TRANSISTOR | 4941795
| D44A DIODE HOLDER TRANSMITER | 4941805
| D112 FILM TRANSPORT MONITORING | 7357411
| D9 PHASE CONTROL | 4941639
| D14 SERVICE CIRCUIT BOARD | 5436068
| D16 ROTATION SPEED CONTROL | 5436290
| D19 IGNATION MODULEZEN | 3118874
| D20 IGNATION MODULEZEP | 3118866
| D21 OUTPUT STAGE | 4084745
| D22 CONTROLER | 5436258
| D23 CONTROL CIRCUIT BOARD | 5436043
| D24 THYRISTOR SET | 5333810
| D26 COLLECTIVE CIRCUIT BOARD | 4397006
| D27 MOTOR CONTROL | 5369236
| D28 SMALL - MOTOR CONTROL | 4051769
| D29 CONE CONTROL | 1750728
| D33 COLLECTIVE CIRCUIT BOARD 1 | 5436274
D35 COLLECTIVE CIRCUIT BOARD 2
02-05-00140 | EQUIPMENT:- X-RAY
MODEL:- TRIDOROS 512 712 1012
COMPANY\MANUFACTURER:-Siemens
QUANTITY :-3
SITE :-Medical city\ Hospital BAGHDAD & NURSSING HOUM
| D109 SERVICE BOARD | 7380108
| D182 RELAY BOARD | 7243876
| D185 FUSE BOARD | 8137291
| D186 UNIT ADAPTER | 7258569
| D401 SWITCH CONTROL | 7384373
| D163 RELAY BOARD | 7307987
| D164 MONETORING | 7397128
| D20 INVERTOR | 7395528
| D21 FOCUS SWITCH OVER | 7395544
| D22 WORK UNIT SELECTION | 7395585
| D41A POWER PACK | 4252136
| TS70 THYRISTOR SWITCH | 7210313
| D2 CHARGEINGSWITCH | 7478969
| D181 THYRISTOR DRIVE | 7210370
| D3 TSE CIRCUIT | 5401070
| H1 HIGH VOLTAGE GENERATOR | 7118300
| T11-T12 LINE TRANSFORMER | 7470818
| D13 POWER PACK 5/24 V | 8143036
| D9 BAISC UNIT | 8048712
| D1 POWER PACK +15 V | 7326802
| D44 COUNTER DRIVE | 8024449
| D45 DATA DECODER | 8013914
| D246 MAS COUNTER | 8013138
| D47 KV COUNTER | 8134538
| D48 KV MONITORING | 7353782
| D49 UNIT SELECTION LOGIC | 8134652
| D53 FOUCSE SELECTION | 7132137
| D59 ADVANCE TIME INDICATOR | 8013898
| D101 EXAMINATION UNIT SELECTOR | 7380066
| D102 NOMINAL MA VALUE PRESTING | 7416936
| D103 PHASE INTER SELECTION | 7224586
| D104 CONTROL CIRCUIT | 8137069
| D105 KV CONTROL | 8137044
| D106 HEATING CONTROL | 8029464
| D107 PHASING IN | 8137143
| D108 EXPOSURE RELEASE | 8173077
| D110 SHORT TIME CIRCUIT | 8013500
| D114 LAMP VOLTAGE | 8138331
| D122 POWER PRINT | 7351414
| D121 POWER CONVERTOR SWITCH | 7351943
| D135 ACTUAL VALUE PICKUP | 7353386
| D137 MA MEASURING CIRCUIT | 8029514
| D230 SWITCHING STEPS | 7259161
02-05-00141 | EQUIPMENT:- TRIDOROS
MODEL:- 5S
COMPANY\MANUFACTURER:-Siemens
QUANTITY :-5
SITE :-Medical city\ Hospital BAGHDAD
| IMAGE INTENSIFIVE SCREEN | RBV23/15
| D11 | R.SCH199A57
| D12 | R.SCH 199A58
| D13 | R.SCH 199A81
02-05-00142 | EQUIPMENT:- X-RAY
MODEL:- MOBILETT II
COMPANY\MANUFACTURER:-Siemens
QUANTITY :-7
SITE :-Medical city\ Hospital CHILIDREN
| H1 HIGH TENSION GENARATOR | 6983456
CAPACITER UNIT
| D1 MICRO PROSSER BOARD | 9564642
| D3 DISPLAY & KEYBOARD | 9102328
| D4 ROTATION CONTROL BOARD | 6953210
| D5 TUBE FILLAMENT CONTROL | 9006040
| D6 VOLTAGE DISTRIBUTER | 9336660
| D8 DC POWER SUPPLY | 6899546
| D11 INPUT/OUTPUT BOARED | 9138538
| D13 INVERTER BOARD | 9006057
| D20 TRANSFORMAR BOARD | 6863013
| COLLIMATOR | 6968952
| D7 CHARGE BOARD | 9174624
02-05-00143 | EQUIPMENT:- CT –SCAN
MODEL:- 200 FS
COMPANY\MANUFACTURER:-PHIZER
QUANTITY :-1
SITE :-Medical city\ Hospital BAGHDAD
| X-RAY TUBE | 00-885-0013
| SMART A 1D CARD X1 | 01-240-0128
| UNIBUS CABLE CONNECTOR M920 | 00950-0097
| SERVO BOARD | PT-102811-01
| CABLE ASSY DISK I/O | 00-950-0048
| UNIBUSE CABLE 12 FT | BCA11-121
| MAGNATIC DISK PACKS CDC | 00-910-0142
| D3000 HEADS UPPER | PT-526-0009
| D3000 HEADS LOWER | PT-526-0008
| MEMORY 32 K CORE | 00-950-0006
| LOG DUAL SLOP INT | 00-883-0003
| MOTHER BOARD ASSY 11V | 01-400-0226
| DNT -ASSY | 00-887-0016
| H.V REGULATOR | 01-240-0102
02-05-00144 | EQUIPMENT:-Ultra sound
MODEL:-Type 1846 serial no.1454494
COMPANY\MANUFACTURER:-Bruel & kjuer
QUANTITY :-1
SITE :-Medical city\ Hospital surgical hospital
| Dual head sector transducer | type 8529
| Puncture attachment | UA 0770
| Endosonic probe | type 1850
| Rectal transducer | type 8531
| Rectal transducer | type 8539
| Urethral transducer | type 8530
| Puncture attachment | type ua650
| Sector attachment | typeua0876
| Puncture attachment | type UA 0876
Fan unit
02-05-00145 | Equipment name: AUTOMATIC PROSSER UNIT FOR X-RAY FILM
Model : IMS-420
Company name : IMS
Quintity installed :200
Site :ALL HOSPETALS IN IRAQ
| REPL.BY 500021 DEVELOPER RACK ASSY | 5421
| REPL.BY 500022 FIXER RACK ASSY | 5422
| REPL.BY 500023 WASH RACK ASSY | 5423
| REPL.BY 007847 DRYER RACK ASSY | 5424
| DEVELOPER RESISTANCE 1000/220V(EX P.N.O 01914) | 3322
| RELAY H.P.2-220V A.C | 4745
| MALE CONNECTOR .6PINS | 4745
| CAPACITOR | 6039
| REPL BY 014016 SOLENDID VALVE | 5524
| FEMALE CONECTOR 6 PINS | 5371
| RELAY H-3V.24DC` | 5366
| RELAY BY 300800 KIT +REPLENISHMENT PUMP | 5546
| REPLY BY 006157 MAIN DRIVE MOTOR | 5377
| THERMAL REQULATOR 220V/50HZ | 4744
| SWITCH(ON-OFF) | 5373
| REPLY BY 014730 RUBBER ROLLER LONG & SHRT PINS | 5418
| REPLY BY 014731 RUBBER ROLLER LONG PINS | 5419
| REPL ROLLER ,LONG & SHORT PINS (REPLACING CODE) | 5689
| REPL ROLLER HEAVY | 5690
| REPL ROLLER LONG PINS | 5691
| HELICAL GEAR LEFT,6MM DORE 12 T | 5680
| HELICAL GEAR RIGHT ,12T DIAM 6MM | 5677
| REPL BY 012458 MOBILE BUSHING DELRIN | 4721
| SPROCKET FOR CHAIN .20T P 6MM | 5500
| REPL BY 012459 HELICAL GEAR Z 30 V.S.F | 1278
| HELICAL GEAR RIGHT ,10 MM BORE 12T | 5678
| PRESSURE BUSH (EX P.N. 001604) | 6555
| FUSE HOLDER 2 POLES | 1625
| HELICAL GEAR LEFT 10 MM BORE | 5681
| MASTER LINE FOR CHAIN P6 | 4111
| CHAIN P6 .WITH HASTER LINK | 4110
| REPL.BY 009801 KIT CIRCULAT PUMP 220V-50H | 7703
| CHAIN P6.WITH HASTER LINK | 4110
| REPL.BY 009801 KIT CIRCULAT PUMP 220V-50H | 7703
| KIT CIRCULATION PUMP 220V/50-60HZ (REPLACIN G CODE) | 9801
| ELECTRONIC CARD N.1 | 6016
| ELECTRONIC CARD N.2 | 6018
| ELECTRONIC CARD N.4 | 6019
| ELECTRONIC CARD N.3 | 6741
| ELECTROMAGNETIC SWITCH | 6053
| REPL BY 500020 REED ASSY COMP. | 7330
| MIDDLE SUPPORT (EXP.M 004676) | 6792
| DOUBLE GEAR ,6 MM .BORE HOPLER 17 T | 5685
| GEAR Z34 MOPLEN (REPLACING CODE) | 12456
| GEAR Z34 MOPLEN (REPLACING CODE) | 12456
| infrared rods 500w 110v (repalcing code ) | 5544
| CONNECTION CABLE INFRA-RED LAMPS | 697
| ELECTROMAGNETIC SWITCH DN 8-10V.220 | 5365
| THERMAL 75 DEOREC | 10915
| COMPENENTS CARD FOR RELE | 9747
| ELECTRONIC BOARD 24 V. | 9722
| OVERFLOW REPL BY 500027 | 10033
| FIX WASH OVERFLOW | 500028
| RELE 24 V | 9748
| MAGNET COMPLETE (REPLACING CODE) | 500019
| KIT CLOCKWISH FAN (REPLACING CODE) | 500067
| PROTECTION MICRO AIR | 8677
| WHEEL 131 | 12350
| REPL BY (CC4139 MICRO AIR COMPLETE ) | 8675
| KIT FOR MAIN MOTOR SOBSTITUT PLUS GEAR MOTR | 6157
| GEAR ZL7 MOPLEN (REPLACING CODE) | 12348
| WEEL 12T | 12349
| Bearing housing block | 3145
| Intermediat drive sheeft support | 4676
| Bearing block ass | 6981
| Main drive shaft assy | 6579
| Main shaft comp | 6988
02-05-00146 | EQUIPMENT:- FILM PROGECTOR
MODEL:- CIPRO 35N
COMPANY\MANUFACTURER:-SIMENS
QUANTITY :-
SITE :-Medical city\ Hospital
| BELT | 4701280GE016
| 48/HALOGEN LAMP | 4418539 Y 4769
| 44/ARC LAMP | 4418547 Y 4769
| PULLY | 4747259GE016
02-05-00147 | EQUIPMENT:- FILM PROCESSOR
MODEL:- COMILABOR GMB-AO
COMPANY\MANUFACTURER:-OLDELFT HOLLAND
QUANTITY :-
SITE :-Medical city Hospital
| 11-10/BELLOWS ASSY | 064U 076
| 12-01/HEATING ELEMENT 750W | 064U139
| 12-02/THERMISTER | 064U003
| 12-03/BELLOWS | 064U129
| 12-04/PAMP | 064U115
| 12-07/PC BOARD | 064U694
| 12-08/PRESSURE SWITCH | 080D706
| 13-09/FILM RULLER | 064U051
| 14-09/DRIVE RULLER | 064U084
02-05-00148 | EQUIPMENT:- HOLTER
MODEL:- MEDILOG 2
COMPANY\MANUFACTURER:-OXFORD
QUANTITY :-
SITE :-Medical city /Hospital
CASSET RECORDER
02-05-00149 | EQUIPMENT:- MONETOR
MODEL:- 402
COMPANY\MANUFACTURER:-SIMENS
QUANTITY :-
SITE :-Medical city\ Hospital
| PRESSURE TRANSDUCER P 23XL | 4527958
| PATIENT CABLE WITH ITS ADAPTORS & ELECTRODES | 4523254/D5
TEMPRATURE PROBE
ELECTRODS ADHESIVE RINGS
02-05-00150 | EQUIPMENT:- MONETOR
MODEL:- GU05/M-11/88
COMPANY\MANUFACTURER:-S&W ATHENA 9040
QUANTITY :-
SITE :-Medical city\ Hospital
| 02-OXIMETER PLUG & ITS PROBE | 9266
| PLUG OF CO & ITS PROPE | 9240
PLUG FOR ECG & ITS PATIENT CABLE
| PLUG FOR NON INVASIVE BP & ITS CUFF (PAEDIATRIC & ADULT ) WITHITS ECUSSERIES | 9225
02-05-00151 | EQUIPMENT:- DC SHOCK
MODEL:- TYP 750
COMPANY\MANUFACTURER:-S&W
QUANTITY :-
SITE :-Medical city\ Hospital
EXTERNAL PACMAKE DISK
02-05-00152 | EQUIPMENT:- ULTRA SOUND
MODEL:- PANASONIC AG -6200
COMPANY\MANUFACTURER:-HP
QUANTITY :-
SITE :-Medical city\ Hospital
| ULTRA SOUND TRANSDUCER 5MHZ | HP21210A
02-05-00153 | EQUIPMENT:- ULTRA SOUND(ECHO)
MODEL:- AUSONICS 2000
COMPANY\MANUFACTURER:-AUSONICS
QUANTITY :-
SITE :-Medical city\ Hospital
| TRANSDUCER | 011-728
02-05-00154 | EQUIPMENT:- HEAMACRON
MODEL:- 400
COMPANY\MANUFACTURER:-TECHNIC DEYN-USA
QUANTITY :-
SITE :-Medical city\ Hospital
| DISPLY SCREEN | 3-1010
BATTRY 6V
| PC BOARD | HE 2B1056
02-05-00155 | EQUIPMENT:- HEAMACRON
MODEL:- 800
COMPANY\MANUFACTURER:- TECHNIC DEYN-USA
QUANTITY :-
SITE :-Medical city\ Hospital
| PC BOARD | 2_2235
| BATTRY 6V | 5-5-170
02-05-00156 | EQUIPMENT:- HEAMACRON
MODEL:- 801
COMPANY\MANUFACTURER:- TECHNIC DEYN-USA
QUANTITY :-
SITE :-Medical city\ Hospital
| BATTRY 6V | 5-2-209
| COUPLING | 4_35
| PC BOARD | 3050
02-05-00157 | EQUIPMENT:- MONITOR
MODEL:- SIRCUST 404-1
COMPANY\MANUFACTURER:- SIMENS
QUANTITY :-
SITE :-Medical city\ Hospital
| PC BOARD | 84,20317E,2250,A53
| PRESSURE TRANSDUCER | 45, 27 950
| PATIENT CABLE WITH ADAPTORS | 4523254
| RECTAL TEMPRATURE PROBS | 4530259
| ELECTRODE ADHESIVE RINGS | 4523742
ECG LEADS
02-05-00158 | EQUIPMENT:-HYPOTHERMIE
MODEL:- 16-12-00
COMPANY\MANUFACTURER:-
QUANTITY :-
SITE :-Medical city\ Hospital
THERMOSENSOR PROBE
ROOLER BLOOD PUMP
DARLINCTON GE 5060
02-05-00159 | EQUIPMENT:- SERVO VENTILATOR
MODEL:- 900C
COMPANY\MANUFACTURER:- SIEMENS
QUANTITY :-
SITE :-Medical city\ Hospital
| OXYGEN CELL | 90-04-979
02-05-00160 | EQUIPMENT:- TRADEMEL
MODEL:- 30-60
COMPANY\MANUFACTURER:- CAMBRIDGE
QUANTITY :-
SITE :-Medical city\ Hospital
BELT
PAET COMPUTRACE CM3400
PATIENT CABLE WITH ADAPTERS
BELT CAMBRIDGE FOR ROLLING PAPER
02-05-00161 | SPARE PARTS FOR (ASTRA8 CHEMISTRY ANALYZER )
| ENZYME CUVETTES ( 40/PK ) | 88800 657050
| MIXING ROD | 439846
| MANIFOLD | 89010 439359
| PISTON ASSY (3/PK ) | 439994
| UV LAMP | 657025
| PM KIT , ENZYME MODULE (7&8) | 89027 N/A
| FILTER , INLINE (6/PK ) | 89030 439889
02-05-00162 | CONUMABLEES FOR BASIC &MOST COMMON CHEMISTRIEST
| GREY PUMP TUBING (12/PK ) | 88113 66147
| RED PUMP TUBING ( 12/PK ) | 88114 651879
| MEMBRANES (25/PK ) | 88115 650597
| OXYGEN GEL (25 ML) | 88116 671488
| K- TIP | 88117 651663
| STIRRER , SMALL | 88137 651663
| STIRRER , LARGE | 88138 651683
| FILTER , FINE | 88139 669212
| BLUE PUMP TUBING (6/PK ) | 88150 671818
| FITER COARSE | 88172 651431
| SILICOMN LUBRCANT | 88152 879049
| SOURCE LAMP , ASSY | 88485 66204
| SAMPLE PROBE , ASSY | 88460 671817
| TUBE GUIDE CAP / LARGE (8/PK ) | 88482 664087
| P/U STRAWS , LARGE ( 8/ PK ) | 88391 669085
| DRAIN - OUTLET | 88493 668023
| AIR - FILTER | 88468 801754
| DOS AIR - FILTER | 88622
| HP INKJRT- CARTID GES (4/PK ) | 88619 440059
| HP PRINTER PAPER ( 6 / PK ) | 88620 659647
| P/U STRAWS , SMAL ( 4/PK ) | 88461 671817
| SAMPLE CUPS 0.25 ml ( 1000 / bag ) | 18012 665716
| SAMPLE CUPS 0.50 ml ( 1000 / bag ) | 18013 651412
| SAMPLE CUPS 2.00 ml ( 1000 / bag ) | 18014 652730
| PMKIT , BUN MODULE | 88320
| PMKIT , NA/ K MODULE | 88330
| PMKIT , Crea / TP/Amy / PHOS MODUL | 88360
| PMKIT , WASH MODULE | 88380
| PMKIT , TBILI MODULE | 88614
| PMKIT , GLUCOSE MODULE | 88618
| EL ECTRODE, BUN | 651940
| EL ECTRODE,GLUCOSE | 670522
| EL ECTRODE,POTASSIUM | 669114
| EL ECTRODE, SODIUM | 668295
RERENCE EL ECTRODE
02-05-00163 | CONSUMABLEES FOR ADDITIONAL CHEMISTRIES
| PM KIT, Ca&DBIL MODULE | 88370
| AMYLASE DEBUBBLER | 668819
| TELPAR PRINTER PAPER (6ROLL) | 88112 669168
| PRINTER-HEAD | 657910
| LAMP,PHOSPHOROUS | 439888
| LAMP(BULB ONLY)MCM | 439495
02-05-00164 | SPARE PARTS-BASIC MODULES
| PERI-PUMP,DAUBLE | 668166
| SAMPLE PUMP CARTRIDGE | 669859
| QUAD - RING,90 OL | 879458
| SAMPLE PUMP CARTRIDGE 180 OL | 669861
| QUAD- RING,180 OL | 879502
| PRE HEATER BUN/GLU | 651760
| REACTION CUP BUN/GLU | 651938
| ANALOG BOARD BUN | 654190 668630
| HARNESS BUN | 668439
| ANALOG BOARD GLU | 654189 668620
| HARNESS GLU | 668435
| REACTION CUP NA/K | 668192
| ANALOG BOARD NA/K | 654191 668640
| HARNESS NA/K | 668438
| RETAINER NUT NA/K | 668123
| ANALOG BOARD CL | 654193 668660
| HARNESS CL | 668436
| Pre- HEATER CRE/TP/AMY /PHOS | 668041
| REACTION - CAP CRE/TP/AMY /PHOS | 669808
| DETECTOR ( 520 NM ) CRE/AMY | 668057
| ANALOG BOARD CRE | 654194 668670
| HARNESS ALI COLORIMETRIC | 668443
| DETECTOR ( 5X5 NM) TP/DBIL | 668288
| ANALOG BOALRD TP | 654238 669280
| DETECTOR ( 600 NM ) ALB | 669426
| ANALOG BOARD ALB | 654259 669410
| REATION - CUP TBIL /CA/DBIL | 669807
| DETECTOR (530 NM) TBIL | 669438
| ANALONG BOARD TBIL | 654201 669440
| ANALONG BOARD AMY | 654288 669140
| PRE. HEATER CA/DBIL | 669950
| DETECTOR (580 NM) CA | 669778
| ANALONG BOARD CA | 654291 669770
| ANALOG BOARD DBIL | 654423 671990
| DETECTOR ( 365 NM) PHOS | 439453
| ANALOG BOARD PHOS | 439420
| STIRRER MOTOR 720 RPM | 668648
| STIRRER MOTOR 900 RPM | 669662
| STIRRER MOTOR 1200 RPM | 668647
| PERI - PUMP , SINGLE | 668040
| TEMPERATUR , CONTROL BOARD | 654279 668840
| BASE - HEATER HEATED CHEMISTRIES | 651755
| BASE - PLATE NO HEATER | 669977
| RETAINER, PHOTO - TUBE | 668043
| LITE - PIPE, LONG W/RETAINER | 668051
| LITE - PIPE , SHORT W/RETAINER | 668052
| SOLENID , SAMPLE PUMP | 668110
02-05-00165 | SPARES - ELECTRONIC COMPARTMENT
1- BOARD
| CPU Jll | 654359 669900
| 12K RAM J 12 - J16 | 654257 669580
| COMMUNICATION J17 | 654248 669650
| SYSTEM CONSOLE J10 | 654358 669800
| STATUS DETECTOR J8 | 654216 668950
| ADS J22 | 654219 668750
| T-TABLE / EASHCUP J7 | 654217 665792
| TRANSPORT DRIVE J 6 | 654220 668740
| SAMPLE PUMP J 5 | 654224 668680
| PUMP DRIVE J1 - J4 | 654128 668770
2- TRANSPORT
| MICRO - SWITCH | 834871
| GEAR , SAMALL | 666213
| GEAR , LARGE | 667281
| MOTOR ( LEFT / RIGHT ) | 668211
| MOTOR ( CRANE / PROBES) | 668347
| HARNESS, TRANSPORT OPTICS | 668459
| OPTICAL SENSORS | 668783
| PROBE ARM , LOWER | 669724
| PROBE ARM , UPPER | 668021
| PROBE GUIDE | 668079
3- POWER SUPPlIES
| + 5V | 668577
| - 5V | 668578
| + 12V | 668579
| - 12V | 668580
| - ,+ 15 V | 668581
4-TURN TABLE
| TTABLE , SAMPLE CHANGER | 654232 668320
| SAMPLE TRAY | 668341
| SAMLP LE CUP HOLDER ( CLAMPS - 40 PCS ) | 665948
| ARM , ADJ | 665932
| COVER , SAMPLE TRAY | 668499
5- DOS BOX
| DISK CONTROLLER BOARD | 669609
| DISK DRIVE S | NEW !!
| DISKETTES VERSION 300 + (ALL) | COPIES
COPIES
6- KEYBOARD
| KEYBOARD | 654233 668420
| KEY - SWITCHES | 895231
| LED ALARM DRIVER | 654247 668970
7- CRT
| ADDS | 654243 657039
02-05-00166 | SPARES ENZYMES & MCM SYSTEMS
| PERI- PUMP , TRIPLE E/M | 654537 439285
| CAROUSEL ASSY E | 654559 657065
| CAROUSEL ASSY M | 439425
| PRE - AMP ( 405 NM) E | 657591
| PRE - AMP ( 340 NM ) E | 657592
| PRE- AMP ( 500 NM) M | 439466
| LOG LSIM BOARD E /M | 654541 439275
| FAN , CAROUSEL E/M | 439112
| ELEVATOR ASSY E | 654536 439140
| ELEVATOR ASSY M | 439480
| ELEVATOR SENSOR BOARD E | 654552 657540
| ELEVATOR SENSOR BOARD M | 439480
| MOTOR ASSY , MIXES E | 439154
| BLOCK ASSY , PROBE E | 439180
| MOTOR , ELEVATOR E/M | 439109
| BOARD , 1/O/ CONVERSION E/M | 657353
| BOARD , PROCESSOR E/M | 654546 657310
| BOARD , COUSIN E/M | 654550 657520
| BOARD , HEATER CONTROL E/M | 654555 439355
| BOARD , ELEVATOR CONTROL E/M | 654551 657530
| POWER SUPPLY , 28 VDC E/M | 654556 657080
| POWER SUPPLY , 12 VDC E/M | 895334
| DISPENSER ASSY . E/M | 654539 439960
| DISPENSER ASSY TRIG | 439660
| HARNESS HEATER CONTROL 12V | 667316
| HARNESS HEATER POWER | 657363
| HARNESS LAMP POWER SUPPLY | 439509
| HARNESS ELEVATOR SENSOR | 657319
| CABLE I/O BUS | 657313
| CABLE ANALOG BUS ( M7) | 439174
| CABLE ANALOG BUS ( M8 ) | 439382
| CABLE DIGITAL BUS | 657318
| HARNESS AC TO 28 VDC POWER SUPPLY | 439264
| HARNESS FOR 28 VDC | 439156
| HARNESS FOR 12 VDC | 439172
02-05-00167 | SPARE PARTS FOR AUTO - ANALYZER CL12
| SAMPLE CUP | 038-00259
| PIPETTER PACKING | 20460031
| DITTUTER PACKING | 204-62320
| PISTON HEAD | 204-62404
| GLASS TUBE | 200-93029-01
| LAMP 1 | 204-62862-01
| LAMP 2 | 204-62862-02
FLOPPY DISC
| GUIDE HOLDER | 204- 62234-01
| GUIDE HOLDER | 204 - 62234-02
| COMPRESSION SPRING | 204-62260
| CARRIER COMPRESSION SPRING | 204- 62278
| TIMING BELT | 200- 61024
MINI- SYRCHNO- BEIT
| CYLINDOR ASSEMBLY | 204 -62303
| CYLINDER ASSEMBLY | 204 - 62306
| PLUNGER ASSEMBLY | 204- 62308
| PLUNGER ASSEMBLY | 204 - 62311
| ELECTRO - MAGNETIC VALVE | 204-62349
| TEFLON HALF - UNION | 035-60032
| VALVE HEAD | 204-62403
| VALVE HEAD | 204 - 62417
| CYLINGER ASSSEMBLY | 204 - 62306 -01
| O - RING 4CPS | 036-11003
| O- RING 1APQ | 036-10207
| ELECTRO - MAGNETIC VALVE | 204-62341
| ELECTRO - MAGNETIC VALVE | 204-62341-01
| SSR | 065- 68201
DIOD LED - 3ARI
| TEFLON CONNECTOR | 035- 60034
| TEFLON CONNECTOR | 204- 62481
| TEFLON CONNECTOR | 204- 62419
| TEFLON CONNECTOR | 204- 66033
| FILTER | 204-62435-01
| FILTER | 204- 62435-02
| REACTION TUBE | 0-38-00190
| NUT - CUP | 023-33140
| WASH ER | 023-37040
| REACTION TUBE PLATE | 204-62627-01
| REACTION TUBE PLATE | 204-62627-02
| RUBBER - CEPTUM | 204-62744
| VALVE ASSEMBLY | 204- 62839
| TEFLON CONNEETOR | 035-60035
| FLOW CELL | 200-66536-01
| TEFLON TUBE | 016-37502
| TEFLON TUBE | 016-37503
| POLYETHYENE TUBE | 016-43202
HEATER
| NOZZLE OF FLOW CELL | 204 - 62533
| PHOTO - MICROSENSOR EE - S3 | 061- 71502
| PHOTO - MICROSENSOR EE - S5 | 061-71503
| THERMO - SENSOV | 200- 65031
| SOLD STATE RELAY (SFLODMI ) | 065-68135
| SOLENOIDE VALVE ASSY OF PHOTOIMETER | 204- 62502
| PANEL CONTRAL 1 | 204-63139
| PANEL CONTROL 2 | 105-14461-20
| SOLENODE VALVE ASSY FOR DISPENSER | 204- 62021
| ION EXCHANGE RESIN FOR MINICLIER | 15 KG
| THERMOSTAT | 200-78004
| FAN | 042- 60089
| FLOW CELL ASSY (A) | 204- 62878-01
| FLOW CELL ASSY (B) | 204-62878-02
SAFETY VALVE FOR COMPNESSOR
| SOLENOID VALVE | 204-62341-01
| SOLENOID VALVE | 204- 62341
| JOINT | 035- 66033
| JOINT | 035- 66034
| INSERT | 204- 62418
| O-RING | 036- 10202
| RUBBER - HOSE 9.5 X 6.5 mm | 016- 02210
02-05-00168 | CONSUMUBLE FOR MICROLYZER ,AUTOANALYZER & AA2
| SERVO EMPLIFIER | EACH
| PUMP TUBE (GRN-GRN) | 1 X 12
| PUMP TUBE (ORN-YEL) | 1 X 12
| PUMP TUBE (ORN-GRN) | 1 X 12
| PUMP TUBE (WHT-WHT) | 1 X 12
| PUMP TUBE (RED-RED) | 1 X 12
| PUMP TUBE (BLK-BLK) | 1 X 12
| PUMP TUBE (ORN-ORN) | 1 X 12
| CHART PAPER | EACH
| MEMBRANE | 1 X 12
| BLUE TUBING | M
| RED TUBING | M
| BLACK TUBING | M
| HEATING BATH 37C | EACH
| DRIVE BELT | EACH
| HEATING BATH 90C | EACH
| MEMBRANE PREMOUT | 1 X 12
| SAMPLE CUPS 2CC | 1000
| SAMPLE CUPS FOR MICROLAYZER 1CC | 1000
SAMPLE PROBE FOR AA2, MICROLAYZER & AUTOANALYZER
(T) CONNECTOR A10
INJECTOR FITTING
3-WAY INJECTOR
TUBE GLASS
COIL GLASS 20T
COIL GLASS 5T
TUBE , GLASS (ANGLE)
TUBE , GLASS(STRAIGHT)
HEATING BATH 90 C-H COIL FOR (BUN)
HEATING BATH 37 C FOR(G/U)
02-05-00169 | Colorimeter
LOG-RATIO BOARD
EMPLIFIER BOARD
FLOW CELL (0.1,2) ml
FILTER FOR GLUCOSE,BLOOD UREA, TOTAL BROTINE ,CALCUIM ,PHOSPHOROS, CREATININ
02-05-00170 | Recorder
PEN (LONG) WITH WIRE
PEN (SMALL) WITH WIRE
EMPLIFIER BOARD
PEN ASSEMBLY TUBING
PRIMING BULB
CHART PAPER FOR AA2
CHART PAPER FOR MICROLYZER
CHART PAPER FOR AUTOANALYZER
INK (RED)
INK (GREEN)
02-05-00171 | ELECTRO -NYSTGMOGRAPHY
NEEDLES
02-05-00172 | (ECG, PULS MONETOR ) FOR PATIENTS
PATIENT CABLE
02-05-00173 | FLAME PHOTOMETER CORNING EEL
galvanometer
Filter - NA
Filter –k
Atomizer compete
Mixing chamber cover
Mixing chamber compete
Air compressor
repairing kit for air compressor
02-05-00174 | Spare parts for DS 521
Patiert cable
Spare Parts
02-05-00175 | 1-ophthalmoscopes NO.50 CO.dualite-keler
Lamps
02-05-00176 | 2-Retinoscopes NO.50 Model:Hsrz CO.:Hewe
Lamp.G1803
02-05-00177 | 2-Retinoscopes NO.50 Model:Hsrz CO.:Hewe
Battery3.6v 14h rs/7.5ma
02-05-00178 | 3-Operating microscopes NO. 8 Co:Heraeus
Lamp.
02-05-00179 | 4-operating microscope(floor mounted) NO.8 Co.:Heraeus W.Germany
Lamp.
02-05-00180 | 5-Ultra-soundinst NO.:2 Co.:ophtascan-b-c
prop.Gk
02-05-00181 | 6-Coutary NO.10 Model: Aesculap
prop.Gk 670
02-05-00182 | 7-Craiometer NO.2 Co:Top con
prop
02-05-00183 | 8-Biometery NO.15 Model:LM-6 Co. Topcon
Lamp.Lm8802
02-05-00184 | 9-Vitrectom NO.1 Co.Laser Fotoco AgUL aDOR
Prop
02-05-00185 | 10-kATFORD NO.3 Co.KELER
Footswitch
02-05-00186 | 11-Opntaloscopes NO.50 Co.KELER
Lamps. 3.8v
02-05-00187 | 12-Endolaser Aircoold NO.4 Model:142941 zeiss Co.:London
Laser Tube
Lens
02-05-00188 | 13-Customunit(L/L) NO.20 Co. Topcon
Lamp.G/903
02-05-00189 | 14-Leser screen NO.4 CO.:Hamblin
Lamp.
02-05-00190 | 14-Leser screen NO.4 CO.:Hamblin
Footswitch
02-05-00191 | EQUIPIT : THROMPO COUNTER (PLATE CELL COUNTER)
MODEL : BL 100
MANUFACTURE : TOJAKY
QUANTITY : 13
SITE : ALL GOVERNERATES
ELECTROD
TUBES
SOLNOD VALVE
PUMP
02-05-00192 | EQUIPIT : MICROSCOP (FOR OPERATING THEAUTER)
MODEL : CB 500
MANUFACTURER : TOPCON
QUANTITY : 13
SITE : ALL GOVERNERATES
CAMERA
ADAPTER
SET OF LENSES
02-05-00193 | EQUIPIT : ECG
MODEL : EK 41
MANUFACTURER : HEILLGA
QUANTITY : 50
SITE : ALL GOVERNERATES
POWER SUPPLY PCB
SET OF PCB S
PATIENT CABLE
02-05-00194 | EQUIPIT : MONITER
MODEL : SMS 104
MANUFACTURER : HEILLGA
QUANTITY : 50
SITE : ALL GOVERNERATES
H.V PCB
02-05-00195 | EQUIPIT : PH - METER
MODEL : 3
MANUFACTURER : CORNING
QUANTITY : 3
SITE : BAGHDAD
ELECTRODE
02-05-00196 | EQUIPIT : MANGNETIC STIRRER
MODEL :
MANUFACTURER : GALLEN KAMP
QUANTITY : 2
SITE : BAGHDAD
HEATER
02-05-00197 | EQUIPIT : COOLED AIR INCUBATOR
MODEL :
MANUFACTURER : GALLEN KAMP
QUANTITY : 2
SITE : BAGHDAD
PC BOARD
02-05-00198 | EQUIPIT : ECOLYZER
MODEL :
MANUFACTURER : ENERGETIC SCIENCE
QUANTITY : 3
SITE : BAGHDAD
PC BOARD
MERCERY CELL C-CIZE
NC BATTERY C-SIZE
TRANSFORMER
SENSOR (ELECTRO-CHEMICAL)
02-05-00199 | EQUIPIT : CO – METER INDICATOR
MODEL : 70
MANUFACTURER : MSA
QUANTITY : 3
SITE : BAGHDAD
SENSOR
MURCERY BATTERY
BATTERY BACK
02-05-00200 | EQUIPIT : VENTILATOR
MODEL : 8403300
MANUFACTURER : DRAGER
QUANTITY : 10
SITE : ALL GOVERNERATES
PATIENT CONNECTION TUBES
02-05-00201 | EQUIPIT : PACE - MAKER
MODEL : 250 C/E
MANUFACTURER : CARDIC - CORPORTOR
QUANTITY : 10
SITE : ALL GOVERNERATES
ELECTROD
CAFFETER
CANULA
02-05-00202 | EQUIPIT : CHLORID METER
MODEL :
MANUFACTURER : EEL
QUANTITY : 50
SITE : ALL GOVERNERATES
ELECTRODE
02-05-00203 | EQUIPIT : BLOODGAS ANALYZER
MODEL : 949 & 2
MANUFACTURER : AVL & ABL
QUANTITY : 15
SITE : ALL GOVERNERATES
ELECTROD
02-05-00204 | EQUIPIT : ENDOSCOPE
MODEL :
MANUFACTURER : FUJENON
QUANTITY : 26
SITE : ALL GOVERNERATES
FRONT END COVER
02-05-00205 | EQUIPIT : UITRASOUND
MODEL : SSD 256
MANUFACTURER : ALOKA
QUANTITY : 13
SITE : ALL GOVERNERATES
POWER SUPPLY PCB
OUTPUT PCB
PROB SECTOR – LINEAR
02-05-00206 | EQUIPIT : GALVANIC
MODEL : RABO
MANUFACTURER : SIEMENCE
QUANTITY : 13
SITE : ALL GOVERNERATES
PROB
SELECTOR SWITCH
OUTPUT PCB
02-05-00207 | EQUIPMENT : ANESTHETIC TROLLY & VENTELATOR
MODEL : SULLA 808
COMPANY\ MANUFACTURER: DRAGER / 1989
QUANTITY : 30
SITE : MEDICAL CITY HOSPITAL
| VENTILOG | 84 04 500
| PRESSARE REGALATOR | 84 027 45
312 WAY VALUE
| VESSEL | 84 046 75
| VESSEL | 84 04673
| AMPLIFIER RELAYS | M 25716
| AMPLIFIER RELAYS | M 22260
| CENTRAL VALVE | 84 04680
02-05-00208 | EQUIPMENT : SUCTION PUMP
MODEL : AMEDA EGNELL UNIVERSAL 45
COMPANY\ MANUFACTURER: AMEDA
QUANTITY : 30
SITE : MEDICAL CITY HOSPITAL SHAHEED ADNAN
| CYLINDER COMPUNIVERSAL 45 | 99110411
| CRANK COMPL. UNIVERSAL 45 | 99110511
| CYLINDER SUPPORT | 45113511
| FLANGE RIGHT | 36115111
| FLANGE LEFT | 36113611
| GEARING MOTOR 220 V / 50HZ | 86405011
| SAFTY RING | 372202
| BALL BEARING | 823011
02-05-00209 | EQUIPMENT : ELECTRO SURGICAL UNIT
MODEL : TD 311
COMPANY\ MANUFACTURER: ESCHMANN / 1989
QUANTITY : 30
SITE : MEDICAL CITY HOSPITAL SHAHEED ADNAN
| PCB , DRIVE TD – DO | 697853
| PCB , LOGIC , TD – LO | 697859
| PCB , POWER CONTROL TD – PO | 697851
| PCB , CONTROL OSCILLATOR & FANE | 697855
PCB , POWER AMPLIFIER TD – PA
| TRANSFORMER T 801 | 697721
| TRANSFORMER T 802 | 697824
GENERATOR TD – OSC
02-05-00210 | EQUIPMENT : CENTERFUGE
MODEL : MINOR 35
COMPANY\ MANUFACTURER: MSE / ENGLAND
QUANTITY : 20
SITE : MEDICAL CITY HOSPITAL: LABROTARY
MOTOR
TIMER
SPEED CONTROL
CONTROL PCB
BRUSHES
02-05-00211 | EQUIPMENT : DELIVERY MONITOR
MODEL : FM3R
COMPANY\ MANUFACTURER: SONICAID
QUANTITY : 3
SITE : MEDICAL CITY HOSPITAL BAGHDAD
ULTRA SOUND TRANSDUCER LEMO - FGG - 2B
CONTRACTION STYLES FOR Z FOLD RECORDER
ULTRA SOUND STYLES FOR Z FOLD RECORDER
02-05-00212 | EQUIPMENT : GAMMA COUNTER
MODEL : RIA COUNTER 1200
COMPANY\ MANUFACTURER: MOLSGAARD. SCANEZ / DENMARK
QUANTITY : 1
SITE : MEDICAL CITY HOSPITAL
| SCINTILLATION DETECTOR | 1.25 MW
1.25 / 1.5
| POWER SUPPLY P.C.B | POWER LAB
POL 330
HIGH VOLTAGE POWER SUPPLY
INTERFACE BOARD I
INTERFACE BOARD II
MICROPROCESSOR
SCALOR / ANALYZER BOARD
02-05-00213 | EQUIPIT : BLOODGAS ANALYZIER
MODEL : 949 & 2
MANUFACTURER : AVL & ABL
QUANTITY : 15
SITE : ALL GOVERNERATES
ELECTROD
02-05-00214 | EQUIPIT : ENDOSCOPE
MODEL :
MANUFACTURER : FUJENON
QUANTITY : 26
SITE : ALL GOVRNORATES
FRONT END COVER
02-05-00215 | EQUIPIT : UITRASOUND
MODEL : SSD 256
MANUFACTURER : ALOKA
QUANTITY : 13
SITE : ALL GOVERNERATES
POWER SUPPLY PCB
OUT PUT PCB
PROB SECTOR – LINEAR
02-05-00216 | EQUIPIT : GALVANIC
MODEL : RABO
MANUFACTURER : SIEMENCE
QUANTITY : 13
SITE : ALL GOVERNERATES
PROB
SLECTOR SWITCH
OUT PUT PCB
02-05-00217 | EQUIPIT : APNEA MONITOR
MODEL :
MANUFACTURER : VICKERS
QUANTITY : 100
SITE : ALL GOVERNERATES
SENCOR ( CHIMICAL CELL )
02-05-00218 | EQUIPIT : OXYGEN MONITER
MODEL : IMED 825
MANUFACTURER : INEDSA
QUANTITY : 50
SITE : ALL GOVERNERATES
SENCOR ( CHIMICAL CELL )
02-05-00219 | EQUIPIT : OXYGEN ANALIZER
MODEL : EO 100
MANUFACTURER : AIR SHIELD
QUANTITY : 50
SITE : ALL GOVERNERATES
SENCOR ( CHIMICAL CELL )
02-05-00220 | EQUIPIT : ULTRA SOUND
MODEL : SKI
MANUFACTURER : DOUBLOGRAPH
QUANTITY : 4
SITE : ALL GOVERNERATES
PROB 3.5 MHZ
02-05-00221 | EQUIPIT : TRACTION
MODEL :
MANUFACTURER : TRE - EZE MFG.CO.
QUANTITY : 5
SITE : ALL GOVERNERATES
CONTROL PCB
02-05-00222 | EQUIPIT : SHORT WAVE
MODEL : 306
MANUFACTURER : SIEMENCE
QUANTITY : 15
SITE : ALL GOVERNERATES
OUT PUT POWER CABLE
TRETMENT HEAD ( PADES)
02-05-00223 | EQUIPIT : SHORT WAVE
MODEL : RECO
MANUFACTURER : INTEMED
QUANTITY : 15
SITE : ALL GOVERNERATES
OUT PUT CABLE & PADSE
ELECTRONIC VALVE
02-05-00224 | EQUIPIT : ENDOSCOPE
MODEL :
MANUFACTURER : KARL STOZ
QUANTITY : 5
SITE : ALL GOVERNERATES
FIBER GLASS LIGHT CONDUCTOR
LIQUID FILLED LIGHT CONDUCTOR
ADAPTERS
02-05-00225 | EQUIPIT : REFLOMATE
MODEL : REFLOMATE
MANUFACTURER : BOCHRINGER
QUANTITY : 50
SITE : ALL GOVERNERATES
TEST TUBE
STICK
02-05-00226 | EQUIPIT : PROTHROMBIN TIMER
MODEL : SSR
MANUFACTURER :
QUANTITY : 50
SITE : ALL GOVERNERATES
THRMOBOPLASTIN
VIAL – POWER
02-05-00227 | EQUIPIT : MICROWAVE
MODEL : MICRORADAR
MANUFACTURER : SIEMENS
QUANTITY : 50
SITE : ALL GOVERNERATES
OUT PUT CABLE
02-05-00228 | EQUIPIT : MICROWAVE
MODEL : KTM -250
MANUFACTURER :
QUANTITY : 50
SITE : ALL GOVERNERATES
OUT PUT CABLE
02-05-00229 | COMPANY NAME: S&W Medico Teknif A/S
Denmark
Hersted rang S.DK. 2620 A/berts lund
Telex: 3346 Eswe DK
Spare parts list for DC shook type S&W (DMS6001-21-3/4) and central station type S&W 8500/scope 8511, and DS 521
DC shook type S&W 600/12
| F. cell type 560.0002 for DMS 600/2.3.4 | 79910-6
| Pen type st for Scr 600/2.3.4 | 83430-9
| battery DMS 600/2/3/4 | 79405-7
| Patient cable | 75320-2
| Main transformer for CB600M | 83055-4
| Recorder unit | 83429-1
Central Station Type S&W 8500
| MPU Board | 88860-7
| RAM Board | 88861-5
| Epron Board | 88862-3
| Time / Date Board | 88863-1
| Recorder Ampilfier | 88865-6
| Recorder inter face board | 88864-9
| Main transformer | 86049-4
| Pen motor | 84259-1
| Bed side inter facc board 180-1-0627 | 88884-7
Central station scope 8511/2
| Ampilifier board | 88877-1
| Ampilifier H.V.board | 83881-3
FLAME PHOTOMETER
CORNING EEL
galvanometer
Filter - NA
Filter –k
Atomizer compete
Mixing chamber cover
Mixing chamber compete
Air compressor
repairing kit for air compressor
Spare parts for DS 521
Patiert cable
02-05-00230 | EQUIPMENT: X-RAY UNIT
SHIMADZO CORRORATION
3- karda- nishikicho 1- chome- chiyoda
Tokyo 101 , Japan
Kyoto office
Nishinokyo- Kuwanorcho
Nakagyo- Ku
Kyoto GOH, Japan
Spare parts for x- ray unit type ED 150L
| MP selector | 501-66167-01
| EX- mode control- 10 | 501-637-74-01
| MA- control –10 | 501-634-71
| Sec- control -10 | 501-6332-17
| MA. compensation un | 501-62932
Spare parts for x- Ray-c-ARM-unit
Generater with X-Ray tube type WHA- MO-125
Spare parts for X-Ray type MD-100P
Generater with X-Ray type D- 185
Condenser
Spare parts for x-ray type SM- 125
| Condenser 3 uf 65kv complate | 500-0329-02
Hightenton jenerator assy
Saftay moneter SFD
Spare parts for x-ray unite type HD-1508-30
X-Ray tube type h/2p
| High voltage transformer D 1500-H-7 | 501-600090
High voltage transformer B/F OB
| MA control 30-p2 | 501-71617
02-05-00231 | EQUIPMENT: hemodialysis machine gambro- AK10
Adress : Gambro AB
p,o . Box 10101, S-220-10 lund
Telex 32144 lundeas , sweden
| Conduotirity cell DF/UDM | 101629 B
| Prom | MA3826103
| Dip shunt | 100206004
| Dira kit | K13505001
| Power supply board DFM | K04538011
| Magnet vatre DF/OD | K12291001
| Control toglo board BMM | K12294003
| Motor control board DF/Y | K05918B
| Blood leak detector DFM | K06163001
| Pump unit comp | K04585D
| Trim adaptor | K06952002
| Interfare cable | B06225
| UDM valra | K05804A
02-05-00232 | EQUIPMENT: The Wheel Chair Model 8AR20
Carter Company Ltd England
CW4/10 24x13/8 tyres
CW4/1124x13/8 inner tubes
Cw1/68x1 selid tyres weel
CW5/16Bearing 24 wheel
BU1/35 Bach rest upholstery 8AR20 green
SU1/15J Seat upholstery 8AR20 green
SW2/15 Castor steam bearwg
02-05-00233 | EQUIPMENT: DENTAL UNIT
MODEL: CHIRANA ERGOSTAR
Szechoslovakia- Chirana- Export
P-O- Box 221B, 921 75 Peestany
Spare Parts List For Dental Unit Type
Shipana Ergostar 905
Complete motor for turnin H.P.
Angle handpiece for micro motor
Upper gear for angle H.P.
Pinton for angle H.P.
Clip for angle H.P.
Air button for syringe (green)
Water buttom for syringe (blue)
Ravo sculure (2.Hole) complete
Main board complete
Spare parts for dental chair
Norbine heinel piece complets
Norbine heinel piece complets motar
Micro motor angle hand piece
02-05-00234 | EQUIPMENT: AUTOCLAVE
MODEL:YVE-46
COMPANY NAME: TAKZAWA
18488 :Hengo-2-ohome
Bvknkyo.KV,Tokyo ,Japan-
Cable addres Takizawaika-
telephone 711-9181
spare parts list for takizaea autoclave
Heating elemnt 8KW,3PH
Thermostate for abov
Transformer 220/100
Safty valve
Steam trap
Contactor 100V.40Amp
02-05-00235 | EQUIPMENT :DENTAL UNIT
Mdchipa pharmaceutical Co.LTD
7Yotsuyal.Chome Shinjuku.Ku
Tokyo160 Japan
Spare parts list for dantol unit type pelmont compo 350
Pana air turbine hand piece 4 holes
pana air turbine hand piece 2 holes
Complete cartridge for turbine H.P
Metal chuck for cartrd
Air motor complete
Angle hand piece complete
Caridge for angle H.P
Triple cor complete
Triple syring for triple syiple syring
Micro pilot valve M.P.V.(N.C)
Micro pilot valve M.P.V.(N.O)
Complete adaptor for turbine H.P (4 holes)
Spare parts for dental chair for above
Solenoid valve coil 220 V
UP. Down switch (black button)
02-05-00236 | EQUIPMENT: ECG
NIhon Kohden
3-4 Nishiochiai 1- Chome
Shinjuku – Ku
Tokyo 161 Japan
| Patient cable BJ- 610E | 2833-000119
02-05-00237 | EQUIPEMENT: OPERATING LIGHT
.Takizawa Medical Instrument LTD
Chome , Eunkyo - Ku, Tokyo, Japan
Spare Parts List For Operation Light Type Takizawa
Spare Parts List For Operation Light Type Takizawa
Bulb 24V, 50 W
Light intensity centrol with nobe part no. NB335093
02-05-00238 | EQUIPMENT: OPRATING LIGHT
Warmax
Fezedsibliorstwo penatwe
Warszawa Wiloza 50152
P.O. Box 263, 272
Telex 814311
Poland
Spare parts List For Operation Light Type Warmax
Miror Bulb 24 V, 40W
Miror Bulb 24V, 35W
02-05-00239 | EQUIPMENT:OPRATING LIGHT
DD Dalalchi Shomet Co.LTD
Tokyo – Japan
Halogen Bulb 24V. 50W Type H24501
Bulb 24V- 150W
Hirrored Bulb 24V,50watt
Mirrored Bulb 24V, 30watt
Halogen Type DKK 24V, 50 Watt
02-05-00240 | EQUIPMENT :WHEEL CHAIR
Yamamoto Anil Co. LTD.
P.o. Box No. 600 Part
Kote , 651- 01
Japan
Spare Parts List For RG-16 Deluxe Wheel
Chain Pneumatic Caster Type
Wheel 24”, Pneumutic
Rubber for above
Caster Complete 6” Solid
Caster steam bearing
Baek rest
Seat
Vidiocon (Camara Tube) for Shimadzu angiogaphy
Heater bath for Kodak automatic processor model M8
The following spare parts for shimadzu machines X- ray
High Tension type HD 150 B 10.2
Circlex 0.3/0.8 P38 C- 42
Circlex 1/2 P3c C-40
Circlex 0-6/1/2 P38 C-40
Circlex 0-8 P83 C-40
Circlex 0-5/1 P33 C-40
Power Boards Eschmann Electro- Surgical
Diathermy unit type TD
Halogen lamps for operating microsope zeiss OPM 1 163707
02-05-00241 | Spare Parts For Sterilzer Sakura HVA -M12:
Motor valve MB-10 ½
Motor valve MB -10 ¾
Motor valve HMY -32H 3/8
Solenoid valve for steam
Solenoid valve for water
Safety valve FB-4 ¾
Pressure reducing -valve RD-3 1/2
Timer Nsy 6M
Check valve T-125 ¾
Check valve J islok
Check valve J125 ½
pressure switch FPS-C103
Thermo – sensor Rs-12 - MCD 10300- IEA- 2000
Thermo – sensor Rx-P 100- 305 -B-0069-1
Sprocket for motor
Sprocket for door
Thermo regulator
Solenoid valve for seal
Motor for chair & transformer for dental equipment type yoshida
TE-31
02-05-00242 | Solutions and S.P for technicon Laboratory Units.
| Bunacid | 4 x 900 ml
| Bun Color reagent | 2 x 4 L
| Glu-Cient | 1 x 6 L
| BRIJ 35% | 1 L
| Servo Emplifier | each
| Pump tube (GRN-GRN) | 1 x 12
| Pump Tube (ORN-YeL) | 1 x 12
| Pump Tube (ORN-GRN | 1 x 12
| Pump Tube (wht-Wht | 1 x 12
| Pump Tube (Red-Red) | 1 x 12
| Pump Tube (BLK-BLK) | 1 x 12
| Pump Tube (ORN-ORN) | 1 x 12
| Chart paper | each
| Membrane | 1 x 12
| Blue tubing | M
| Red Tubing | M
| Black tubing | M
| Heating bath 37C | each
| Heating bath 90C | each
| Drive belt | each
Standard solution for urea & sugar
02-05-00243 | SPARE PARTS FOR DENTAL UNITS FROM W&H/ AUSTRIA
Screen
Cuspidor
Gasjet ( ceramic cuspidor)
Cuspidor adaptor
Switch 8121 J81
Filter handle
Outlet nipple
Nipple of suction hose, small
Water collector
Timer PCB 1128-2
Chuck of the microvac
Cup
Filter controller air
Air filter
Cup for filter cont
Filter controller water
Magn valve burgert 211/A
Fuse base
Main switch
Transfor
Spring
Micro coupling omron 5-GL
Grip of the foot control
Autochip PCB 860115
Axle
Adapter shank ral 9002
Slide plate
Washer DIN 2993 B DIA8.2/16x0.6
NUT DIN 937 M8
Instrument sensor PCB 106-10-08A
Spring
Stop cover
Support, Black
Console PCB PN 1118
Magn vale M-300-C-01
Lid
Closing membrane
Upper chamber
Cone
Emergency switch
Gasget
Axle
Nut
Middle bottom
Lower chamber
Draining membrane
Bottom valve
Binding clasp
Rubber knob
Rubber spring
Lower piece
Return dowel
Return spsring
Inlet Cap
Pushing knob for micro
Hose coupling
Magn valve burgert M300 C-10.6
Micro switch omron SS-5 GL
Quick connection elite
Adjusting knob 0711 M 8x30
Finger screw M 5x25
Module PCB 1122
Instrument holder
Adjusting piece for inst. holder
Attaching piece for inst. holder
Turbing tube 4 hole miltix
Tube piezoma, black
Power piezomatic
Power potantiometer
Handpiece piezomatic
Piezomatic TIP no.1
Piezomatic TIP no.2
Piezomatic TIP .no.3
Syringe 3 way pen straight
Gas spring 90 nly the endo
Closing membrane
Plug
Barromg F:PAT
Gasket
Bottom membrance
Binding clasp
Halogen lamp
02-05-00244 | SPARE PARTS FOR W&H INSTRUMENTS
Spare rotor cap.
Push botton cpt.
Red gear cap.
Ball bearing
Chuck
Threaded axle cple
Ball bearing
Claw sleave CPL. Green
Rotor blace
26900 W&H service oil
Spray cap for roto quick system
20361 Spray cap with nozzle only
20529 Spray cap for turbines series 300
26805 Package of each on bottle oil& cleaning LIQ.
20382 Spray cap for handpices & contra angles
Cluch sheeth
Coupling seal
Rotor without ball bearing
SPARE PART FOR ELCO MODEL 5018
Rotor cpl. with magnet
Contact spring
Ball bearing
Spring washer
Spare disc
Sheeth
Dog
Spring band cpl.
Threaded ring
Shield
Carbon brush
Nazzle apl.
Loupler plua
Motor sheath
Nazzle apl.
U- ring por 11.555
Chuck 02,35 mm
Safety ring
Ball bearing
Seal pack cpl.
Sheath cpl.
Stop sheath
Nut for 11.563
D- Ring
Bearing sheath
Screw for sheath
Theaded log
Spring washer
Back pressure spring
Slide ring
Shim
Shaft cpl.
Shaft
Spring ring
Spring pressure ring
Spring
Sheath
Pin for 11.577
Flexible shaft cpl.
Pin for dog
Dog
Cleaning brush
Small bottle oil , 50 gr
Spnner
Handpiece stand
Chuck spanner for 2,35mm
02-05-00245 | SPARE PART FOR DENTAL LAP. HP. CAT.NO.150
6670 Sheath
6671 Nozzle
6672 Pulley protection
6673 Frame part
6674 Shaft
6675 Ball bearing
6680 Ball bearing
6685 Seeger sirclip ring
6687 Adjsting nut
6688 Safety ring
6689 Knurled ring
6690 Threaded axle cpl.
6691 Thrust bearing
6692 Grip ring
6693 Threaded pin
6683 Chuck 2,35mm
6682 Chuck 2,35 mm
Flexible cable for kavo motors
02-05-00246 | SPARE PARTS FOR KAVE DENTAL UNIT MONDIAL 1032 S
201 8081
573 3972
200 0241
573 3962
201 8067
573 2341
210 1201
200 6125
210 1262
210 7035
210 2402
200 6026
201 8065
200 0457
200 6135
201 8117
200 6316
220 7917
200 6133
200 6124
210 2582
200 6510
245 5023
200 6226
734 0792
258 6010
220 1459
201 7020
201 8030
734 0881
210 3262
202 6031
764 7402
764 7302
764 7412
764 7652
200 6135
200 0457
201 8117
200 0458
200 6316
764 6311
764 0703
764 6331
220 0816
200 6315
210 2892
200 6404
210 3782
764 3982
226 9119
200 6012
516 3382
211 7181
573 2301
200 6110
516 7680
728 7680
728 2512
728 2481
728 2452
728 2422
516 5240
728 2452
742 1001
223 2107
705 5287
201 8051
200 3113
02-05-00247 | SPARE PARTS FOR DENTAL UNIT DYNAMICA
900 2041
900 2017
900 2073
900 2089
900 2052
900 2029
900 2030
705 5582
764 2791
764 2781
210 2532
705 5592
763 4441
200 6603
214 7181
200 6024
535 1742
201 0021
750 0551
715 5761
516 7200
715 5631
705 1851
701 7282
900 2030
715 1472
715 1471
641 1020
705 2991
201 0307
724 1392
705 5912
705 3011
228 3016
223 2174
734 0341
734 0792
734 0351
734 0571
210 1291
200 0536
201 8045
200 6221
210 1301
200 6125
201 8039
200 0531
200 6510
231 1415
201 8059
210 1271
231 1413
210 1261
210 1431
200 2406
210 0530
705 3711
210 7060
215 5161
210 3100
210 0420
765 0150
210 0160
236 2271
210 8180
261 4024
516 6710
705 3451
223 2174
705 3341
705 3441
516 7720
200 6016
200 6004
200 6110
2232 2174
705 3031
573 2301
200 6110
516 7610
200 6007
201 8081
200 0241
200 6220
573 2432
02-05-00248 | SPARE PARTS FOR THIRATRON CT 780 RELATED TO COBALT UNIT
Collimator assembly
Collimater X- Y Readout scaler
Collimater bolt
Digital panelmater for (X-Y),(AN 2030-3 diget including 7 sigment I-C. for readout
Collimater cable
Mechanieal lock
Flectrical micreswitch( lever)
Light field size asseubly
Light fiela assembly
Quarte- halegen bulb(ATD 2400- 006)
Optical distarce indicater
Bulb C.B.1130,6.4V,2.63A(3L00977)
Console assembly
Iamp 28V- 327( console, bean on ,bean off and rest) (3L01005)
Pliot light electro.SW. MOD . 2M3- H22-G47-24. RD(3I023203)
Pilot light- electro SW.MOD. 2M3- H22-G4H-(GN) (3L023309)
Key SW. electro- SW.MOD 2f 3KC-G109
Push button SW. electro 2B4- H22-G 14-4 (XL)
Push button SW. elctro. MOD 2C33-H22-G13
Therupy timar L.F 4L0721 (55 MINT.6 HZ) (3T037903)
Master - slef sor’s for head swivel , table rotation
Couch 23 assembly
Chain for iatural - transvers motions
Shift for vertical motion
Couch level and aligment of table neot to repar
Livel micro switch , MT-4R-V2-A2
T.V. canars
02-05-00249 | Service supplies for ware houses
Fork lift (5ton)
Fork lift (2 ton) with spare parts including tyre and battry for two years
Manual hydrolic jack
Fork lift type (yell)
Fork lift ( 3 ton ) type (lansenk )
Hydrolic jack (1 ton )
Cold stor cars
Chiller
Manual mechanical jack(0.25 ton) with spare parts for two years
Cold stor car for mussels and vassins with spare parts including tyre ,battry and cooling gas for two years
Vehicle pick-up doubl cabinet (patrol)
(one for each governrate + 7 for the three northern governorates)
Land cruiser 4 wheel driver
( tow for each governrate)
02-05-00250 | Spare parts for lansing fork lift- Trucks- Typefaer 5.1
Control unit -L- Head
Bord - printed ciercut
Bord - printed ciercut
Drive wheel and tyre assemply
wheel drive
Tyre cushion
Battery box lid assemply
Battery 540 A 48 V
Wheel and tyr assemply comprising
Telescopic forks motor and gear box- Turret head motor gear box assemply
Reach & Rotate- motor assemply
Motor assemply
Armature traction motor
Armature rotate - motor assemply
Safety control unit
Safety contactor 48V change over
Contactor assemply comprising
Control unit telescopic forks
Control unit comprising
Micro switch
Micro switch
02-05-00251 | List of spare parts for Thiratron (T780) related to cobalt unit
A- Collimator assembly
Collimator X-Y headout scaler PCB
Collimator belt
Digital panelimater for (X-Y),(AN 2030-3diget) including 7 sigment I-C for read out
Collimator cable
Mechanieal lock
Electrical microswitch (lever)
B- Light field size assembly:-
light field assembly
Quartz-Halogen bulb (AID 2400-006)
C- Optical distance indicater bulbC.E 1130,6.4V,2.63A(3L00977)
D- Console assembly :
Lamp28V -327(Console ,Bean on ,beam off and rest) (3L01005)
Pilot light electro SW.MOD.2M3-H22-G47-24.RD(3L023203)
Pilot light electro SW.MOD.2M3-H22-G4H-(GN).(3L023309)
Key S.W electro -SW.MOD 2F 3KC-H22-G104
Push button SW. electro2B 4-H22-G 14-4(YL)
Push button SW. electro.MOD 2033-H22-G13
Therapy timer L.F 4L0721(55MINT.6HZ)(3T037903)
E- Master-Slef SORS for head swivel ,table rotation
F- Couch 23 assembly:
Chain for latoral -transvers motions
Shift for vertical motion
Couch level and aligment of table neot to repar
Liver microswitch ,MT-4R-V2-A2
G- T.V.camara
02-05-00252 | Below are the spare parts concerning printing machines (GTO) and letter press machines (Hiedlberg) which were approved in the memorandum of agreement.
A. Required Equipments
Paper size 100x70cm packet contains 500 paper.
Metal photo plate size 50x100cm.
Blanket 50x 100cm .
Black ink one kilogram
B. Spare Parts
Ink roller (Hiedlberg) with tow
Water roller (GTO) 52 cm.
Piece of plate (GTO) 52 cm.
Piece of blanket (GTO) 52cm.
Blanket (GTO)
English Letter press counter
Arabic Letter press counter
Horizental Offset counter (GTO)
Vartical Offset counter. (GTO)
Whole ink machine offset 52cm. (GTO).
Pool for washing the machines
Jacket sylender (GTO) 52x41 cm.
Different sizes plates
Black ink and different colour ink
Cloh for water rollers size 9 cm.
Cloth for water rollers size 7 cm.
Rings of counter base (GTO) with cams
Holder for paper delivering size 46 cm. (GTO)
Water rollers size 52 cm.
Ballberen (GTO) 22m.
Different size ballaeren size 6001
Spare parts for clipper machine (honer).
Spare parts for garafix machine (clips cather set) with catter
Hallogine lamp power 1000 watt.
Paper cutter for (pooler) machines size 115.
Paper size for (welenberg) machines size 115.
Developer plate
Films developer
Water pools size 46 cm.
Inhing camter roller (GTO)
Cutter for (perfecta) german cutter
Hydrolic distribution system for (parfecta) cutter
02-05-00253 | For sonar sonaline SL1
7.5MHZ Sector porbe
FNA-Guding probe
10MHZ Sector probe
3.5MHZ Sector probe
Probe 5MHZ Sector
Seimens (Imager) probe 3.5MHZ
02-05-00254 | Toshiba Sonolager L-Sal 35A
Probe 3.5MHZ Linear Brud and Kjar.
Dual had sector transducer tubp 8529
Rectal Transducr tupe 8537
Trans urcehtral Transducer type 1850
Pacture attachment for type 8529
Fan Unit
02-05-00255 | . Company Name : TIFA/ USA
Subj., : Spare Parts for tifa fogging machine model 100E
Carburetter
Fule pumps
Formulation Pumps
Carburetter repair Kit
Ignition Electrode
Ground wire
Nozzle with strainer
Spark plug
Fuel Valve
fog Valve
Partical size selector valve
Gas selonoid valve
Formulation selonoid valve
Complete set of Switches
Complete set of Hoses
Complete set of Belts
Start selenoid valve
Gas presure Gauge
Formulator presure Gauge
Pyrometer
Tachometer
Fire traps
Presure Switch
Themo couple
Complete set of Gas Kit
Gravity Tank
Magnito Complete
Mufflers Complete
Suction and return manifold line
30U-IV cells stionk.
02-05-00256 | . Tyres and Tubes Required For Health Institutions in Iraq
600 x 14
650 x 14
700 x 15
750 x 16
205 x 16
650 x 16
1200x 20
1100x 20
1200x 24
1000x 20
02-05-00257 | EQUIPMENT: GENERAL MATERIAL
RESIN CATION
02-05-00258 | Equipment name: X-Ray film Automatic processor (E2-009)
Model : RPX-omat M8
Company name : Kodak –Germany
Quintity installed : 50
Site : All governerat
| Thermistor (RT3) | 562366
| Developer and fixer recirculater | 594391
| Heater (R3) | 562368
| Pressure Regulator | 480013
| Replenisher solenoid | 562507
| Relay | 562334
| Relay | 562286
| Relay | 603510
| Relay | 595432
| Relay | 562245
Teledyne Relay P/N 615V-8560
| Fixer Crossover spring | 459344
| Developer crossover spring | 497843
| Dep, Fix, Flow Switch | 66770
| Developer filter | 467674
| Dryer thermister (RT.) | 562370
| Dryer upper limit | 602751
| Heater assembly | 514308
Varistor GE-K2 V275 LA20A
| 2000 Fluid control cct. board assembly. | 602721
| 3000 Stand by cct. Board assembly | 602722
| 5000 Fault monitor cct. borard. | 602724
| Lead | 562786
| Replenisher pump assembly | 594392
| Gear | 594479
| Gear for dryer | 562543
| Gear for Dryer | 594113
| Gear | 594480
| Gear | 562494
| Gear | 594139
| Gear | 594138
| Gear | 562796
Bearing
| Entrance Gross over Assem. | 594124
| Developer Tofixer Crossover Assem. | 594126
| Doveloper Rack Assem. | 594125
| Fixer Rack Assembly | 594127
| Wash Rack Assembly. | 594129
Ralls
02-05-00259 | Equipment name: X-Ray Generator
Model : HD-150G813
Company name : Shimadzo -Japan
Quintity installed : 13
Site : All governerates
| Gate Control Board. | 532-21489
| Board starter # | 532-22073B
M.Sec control Board
| Starter - 1A Board | 532-21577A
| Thyrester SOR1 | SC30C
| Starter 5A-40 | 501-07813C
| Terminal unit | 501-07814C
| Control Unit | 501-07815C
| Condenser CA,CB | 6800UF200V
| Condenser CL | 25UF300V
HT- Transformer
Lead Relay
Air Suction
TR25C 1325
| Read Relay | 500-13716-02
| Read Relay R54423-2P | 65-63129
| Read Relay Omron LA1-001 12 VDC | 562228
Transistor type QM30 HA.H
Transistor type EVG33-050
| Solid state transistor ETG 81-050 30A 500V | 060-43214
| MA Board | 501-65530B
02-05-00260 | Equipment name: X-Ray Unit
Model : HD-150 B-10
Company name : Shimadzo -Japan
Quintity installed : 26
Site : All governerates
MA Control Board 501-65529
MA meter Control Board assy 501-63473P
Board sec. control assy 501-64456
Over load projector 10 assy 501-63448
Board 501 65529
Board 501 64456
Board 501-64456
02-05-00261 | Equipment name: X-Ray Spot film device
Model : HB-150 G40
Company name : Shimadzo –Japan
Quintity installed : 13
Site : All governerates
Carrige derive motor film IA 9/5 – 3-25, 100V
Motor 100V, 2.5 UF, 30 min
02-05-00262 | Equipment name: X-Ray System , Universal remote controlled
Model : Gitroscop
Company name : Shimadzo -Japan
Quintity installed : 13
Site : All governerates
X-Ray tube voltage regulator KV regulator.
| Carridge drive motor. | URK25GK-A2
02-05-00263 | Equipment name: Mobile X-Ray unit
Model : KCD-10
Company name : Toshiba- Japan
Quintity installed : 200
Site : All governerates
| X-Ray tube head complete. | DRX-66DK
| X-Ray tube insert with washers, bellow,etc. | DR-66
| Mercury switch | RY-2
| Relay | RY-4
02-05-00264 | Equipment name : Mobile X-Ray unit with table
Model : Medirol -1
Company name : Medicor - Hungary
Quintity installed : 180
Site : All governerates
| Single tant with X-Ray tube for medirol-1 | DR-125/110
| X-Ray tube insert | DR-125/110
| Electronic timer | AO-1
Correction switch
| Electronic valve | EL84
02-05-00265 | Equipment name: Mass chest X-Ray mobile unit
Model : MCS x-Ray FFT
Company name : Philips, Holland
Quintity installed : 6
Site : All governerates
| Timer transformer E 160 | 4522 100-0820
02-05-00266 | Equipment name: Mobile X-Ray Image Intensifier
Model : WHA - 10
Company name : Shimadzu, Japan
Quintity installed : 45
Site : All governerates
Image Intensifier for WHA-10A
T.V chainsf-200
| Camera | 06956-2/6
| High voltage transformer Including X-Ray head for SDO 0.4/1.5 | 532-22085
02-05-00267 | Equipment name : X-Ray Unit with TV
Model : HD-150 B-10 1985
Company name : Shimadzu, Japan
Quintity installed : 13
Site : All governerates
MA Control Board
Darling Pair Power Transmitter
Auto Transformer
High Speed Transformer
High Speed Unit SA30
02-05-00268 | Equipment name: Silver collector
Model : FX-30m
Company name : Shimadzu, Japan
Quintity installed : 43
Site : All governerates
Electric Panel Board
Circulating Pump
02-05-00269 | Equipment name: CT Scanner Somoto
Model : HIQ
Company name : Siemens –Germany
Quintity installed : 2
Site : Baghdad
| X-Ray Tube Gantry box B | 1125660 X 1340
| Cooling unit for the X-Ray tube | AC11008
Resistance Pade for the DSC
02-05-00270 | Equipment name: X-Ray unit
Model : Angioscop
Company name : Siemens -Germany
Quintity installed : 3
Site : Baghdad
| Tube assembly MEGALX 125/40 /82C-120L | 876134x1122
| 2sd.Plane T.OPT150/40/102C-100L | 7213820x1122
| SIRHCORD video output ROA | 2828729-SE017
02-05-00271 | Equipment name: X-Ray unit
Model : Sirgraph
Company name : Siemens -Germany
Quintity installed : 2
Site : Baghdad
X-RAY TUBE COMPLET12/20/40
02-05-00272 | Equipment name: X-Ray unit
Model : TRIEOROS
Company name : Siemens -Germany
Quintity installed : 3
Site : Baghdad
X-RAY TUBE COMPLET 150/30/51
X-RAY TUBE COMPLET 150/40/72 C
Model:Siregraph-11
| Tube ASS.OPTI150/40/73C-100L | 8867558x1953
Model:Siregraph
| KV-Interface control D 890 | 97148892x1732
Model:Siragraph C
| Motor drive board D7a,D7b | 7356223G5209
02-05-00273 | Equipment name: X-Ray unit
Model : Siramat
Company name : Siemens -Germany
Quintity installed : 4
Site : Baghdad
| Model : Siramat Tube OPTI 150/40/102C-100L | 7213820x1122
| Model : Siramat Power S.NI board for medio Med | 4731196GE009
| Model : Siramat MA measur board | 8382947x1423
| Model :Siramat Board D65 | 1800911x1022
02-05-00274 | Equipment name: X-Ray unit
Model : MIMAR
Company name : Siemens -Germany
Quintity installed : 3
Site : Baghdad
| Model : MIMAR - 111 Interface controler board D4 | 4104568G5123
| Model : MIMAR - 111 Logic board D5 | 4104501G5123
| Model : MIMAR - 111 KV board D97 | 7131584x1081
| Model : MIMAR - 111 Logic board D3 | 4024366x1116
02-05-00275 | Equipment name: X-Ray unit
Model : Uroscop
Company name : Siemens -Germany
Quintity installed : 2
Site : Baghdad
| Uroscop Casstte movement motor | 3116613B0905
02-05-00276 | Equipment name: Gamma Camara
Model : Maxi Camara 400T
Company name : General Electric USA
Quintity installed : 12
Site : Baghdad - Basrha – Nenewa
| Integrated power sypply | 177 3031
| CPU and Video power supply | 177 3035
| Break and head power supply | 177 3034
| Acouistion power supply | 177 3033
| Rigid Disk power supply | 177 3036
| Stepper Motor Power supply | 040 0700
| Gantry Controller CUP | 040 0701
| Lenear Decoder for Rail | 040 0702
| Scan Mode for Rail | 040 0703
| Cluch power controller | 040 0704
| Ahcle Decoder | 040 0705
| Hand control box | 040 0706
| Top box | 040 0707
| Imaging table motor MX | 040 0708
| Low Voltage detector cable | 177 3032
| Disk and Flopy controller | 177 3037
| Flopy disk drive | 177 3039
| Riged disk drive | 177 3038
| P1 tube 65 MV. | 040 0800
| P1 Tube 165 MV | 040 0801
| Transformer | 177 3006
| HV Detector Cable | 177 3007
| Brake power spply | 177 2950
| Scaler timer | 177 2960
| Scanning modele | 177 2980
| Maxi 400T Control Module | 177 2985
| CPU Set | 177 2000
| Disk Set (INT+CONT+PS) | 177 2300
| TV Set (TV1,TV/3,M481) | 177 2400
| Aqduistion Set : (G1,G2,ECG) | 177 5800
| CPU PS | 177 2600
| Color TV | 177 2702
| Floting point package | 177 2020
| Convertor board | 177 2803
| Logic board | 177 2801
| Relay board | 177 2802
| Power supply ACQ. box | 177 2604
| Color Graphics Printer polter + Accessories | 177 9700
| Floppy cont. + INT. +Ps.+FLFV | 177 2350
| Floppy 8" | 177 2350
| Cassette for formator | 177 8009
| Cleaning set for computer | 177 8000
| Parallel interface for color graphics Printer | 177 9710
INK Cartridge Set
| Black | 177 9751
| Cyan | 177 9752
| Magneta | 177 9753
| Yellow | 177 9754
Mintenance Cartridge for SHARP JX-SMLP INK JET JX-SMLP Imager Printer.
Analog computer for 400T Maxicamera
High voltage supply 400T Maxicamera
Uniformity computer 400T Maxicamera
Spectrum analyzer 400T Maxicamera
Imaging Detector Power supply Maxicamera
02-05-00277 | Equipment name: X-Ray units
Model : ID-125L
Company name : Shimadzo -Japan
Quintity installed : 150
Site : All Governrates
| X-Ray tube head circlex | 1/2U13 CN-25
| X-Ray tube head circlex 1/2UG13 AN-30 (MC 100 L-30) | (532-22570)
| X-Ray tube head complete with H.T.T | 501-066500-12 MD 100 P/D1801
| X-Ray tube insert | D 180
| X-Ray tube head circlex | 1/2 UG 13BN-25 (532-20806)
| X-Ray tube insert | 1/2 U 13BN-25
| X-Ray tube complete circlex | 1/2 P 38C-40
| X-Ray insert tube | 1/2 P 13C-40
| X-Ray tube head circlex | 1/2 P 18C-80S
| X-Ray tube complete cieclex | 0.5/1.2 P38DK-80S
| P.C.B mA control – 10 | 501-62925 N
| P.C.B startor – 3 | 501-66354 E
H.T cable 12 meter longe
H.T transfoemer for I.D-150L 509-29 764-92
| New vicon tube | S 4100
| Casselle tray | 501-93379
| Halogen lamp | 12V 100W 500-04379
| Servo motor | ESA-INS 1/30-077-50411-10
| Micro switch | V-10 F22-1 A064-32230
| X-Ray Grid | 828-038 W100 500-0614-03
| Cassette tray | 501-93379-
| Fillament transformer | 060-66475
| High voltage transformer | 501-67203
02-05-00278 | Equipment name: X-Ray units
Model : Medio 50
Company name : Philips -Holland
Quintity installed : 4
Site : All Governrates
X-Ray tube head copmlete for vedio 50
| X-Ray tube head complete | for Medio 51
| Timer transformer E/60 | 4522 100-0820
MCS 70-5 cassett for odelca camera
02-05-00279 | Equipment name: X-Ray units
Model : KXO -12M
Company name : Toshiba - Japan
Quintity installed : 70
Site : All Governrates
| X-Ray tube insert | DR - 180
| X-Ray tube head complete for 500 MA unit | DRX-1603 B
| X-Ray insert | DR-66 (1.5x1.5)
| Motor for MCS | 220V-50HZ 0.45A 4000 RPM
| Magnet contantor | C4 - 35
| Magnet brake | Y0806 - 02
| T-D relay | /Y/P A.C100
| Micro SW | -7 15 G022
| Micro Sw | Z - 150
| Magent contactor | MA 406
| MG contactor | GA 113 DBIWTXIS
02-05-00280 | Equipment name: X-Ray units
Model : Dental X-Ray
Company name : Tropy - France
Quintity installed : 350
Site : All Governrates
| X-Ray tube head complete | 508 MINOREX
| X-Ray tube head complete | 558 MINOREX
02-05-00281 | Equipment name:Image Intensifier
Company : Siemens- Germany
Site: Baghdad
Image intensifier sicron 2
TV system videomed 2
TV monitor 44 cm
X-ray tube
02-05-00282 | Equipment name: Spare parts for X-ray films auto processing
Company: IMS,Italy
Sit:All governorates.
| Master link for chainP6 | 4111
| Main drive shaft Assy-420 | 6579
| Bearing housing block | 3145
| Helical gear 6mm | 5680
| Electronic switch relay 220V AC | 5365
| Infra-red rays lamp | 5544
| Fuse 0.5 Amp | 4751
| Male connerctor 6 pole | 5372
| Female connerctor 6 pole | 5371
| Geared motor with capacitor | 5377
| Thermal regulator | 4744
| On-off switch | 5373
| Rubber roller long-short pins | 5418
| Rubber long pins | 5419
| PVC roller long and short pins | 5689
| PVC roller heavy | 5690
| PVC roller long pins | 5691
| Mobile bushing delrin | 4721
| Helical gear Z=304 | 1278
| Helical gear right 10mm | 5678
| Helical gear lift 10mm | 5681
| Chain P6 with master link | 4110
| Spring for roller | 5477
| PC board no.4 | 6019
| Components card for relay | 9747
| Overflow pipe 26 cm | 10033
| Overflow pipe 23 cm | 500028
02-05-00283 | SPARE PART FOR HUDSON / S PUMPS
1/8 x 1/2 Cotter pin
3/32 x 112 Cotter pin
3/32 x 7/8 cotter pin
Cover chian
Cover gas kit
Dip tube adaptor wing fitting
Dip tube only
Dip tube only for 4 gallon tank
Extention tube 8 nozzle assembly for 3 gallon
Extention tube 8 nozzle assembly for 4 gallon unit
Hose adaptor
Hose adaptor assembly
Hose with thrustless shutoff & strainer assembly
Hudson pumps
Male fitting
O-ring for dip tube
Plug for gange adaptor fitting on top
Plunger assembly complete
Pump cylender assembly complete
Shoulder strap 2 wide
Shut off cock
Valve pin assembly
Valve pin spring
Pumps cylinder assembly complete
Shut off assembly complete thrustless
Pluger assembly complete
Valve body
Nozzle flow regulator
Assembly consists of
Nozzel body
Gasket
Nozzele tip
02-05-00284 | Spare parts for medical equipment
Equipment:- Polydoros 50X -Ray ganarater
Company/manufacturer:- Siemens
Site:- Medical city Hospital Baghda
Borde No. 8353336 X1626 D15
02-05-00285 | Equipment:- C.T Scanner somatom DR3
Company/manufacturer:- Siemens
Site:- Medical city Hospital Baghda
D17221500 4026 Electrom 7221500
D117221708 G4026
D27221626 G4026
D57467798 G4036
M7745 ROX 2Flopy disc controler 501289 1d
02-05-00286 | Equipment:- Siremat
Company/manufacturer:- Siemens
Site:- Medical city Hospital Baghda
7218704 G 5207/ 01198
Videomed H-R camara comp
21851-AI 12492 50 H2
Seat of boords for camera control unit type videomed H-R 7218704
Monetor screen for monitor model 7297419 Q 5205 C
Carriage 4004669 G 5167
02-05-00287 | Equipment:- heamacron 400
Company/manufacturer:- heamacron
Site:- Medical city Hospital Baghda
Display screen Serial No. 3-1010
Battry 6 Volt
PC board Serial No. HE 2B 1056
02-05-00288 | Equipment:- heamacron 800
Company/manufacturer:- heamacron
Site:- Medical city Hospital Baghda
Pc board Serial No. 2-2235
Battry 6 volt Serial No.5-5-170
02-05-00289 | Equipment:- heamacron 801
Company/manufacturer:- heamacron
Site:- Medical city Hospital Baghda
Battry 6 volt serial No.5-2-209
Coupling serial No.4-35
PC board serial No.3050
02-05-00290 | Equipment:- Monitor sircuts 404-1
Company/manufacturer:- Simens
Site:- Medical city
PC board Serial No.84 20317E 2250 A53
Pressure transducer Serial No.45 27 950
Patient cable with adaptors serial no. 45 23254
Rectal temperature probes serial no.45 30 259
Electrode adhesive rings seriaL NO. 45 23 742
02-05-00291 | Equipment:- X- Ray unit
Company/manufacturer:- Simens
Site:- Medical city
Megalix 125/30/82Cm
Insulat kit 1 for MMT tube
Adaptation megalix -MMT
High tension cable 3-core 20m
Optitop 150/40/80 HC-100L
Mod.Polyd.80 E27 97 277x1512
02-05-00292 | Equipment:- Bicor/coroscop C- elema
Company/manufacturer:- Simens
Site:- Medical city
Control console with programing attachment
02-05-00293 | Equipment:- Monitor
Company/manufacturer:- Simens
Site:- Medical city
Moneitor model 8714560 x 1765 serial no.01803 modification 1765 220V 1 phase
02-05-00294 | Equipment:- (cine projector tagarno 35AX)
Company/manufacturer:- Simens
Site:- Medical city
Lamps for tagarno 35AX
02-05-00295 | Equipment:- X-Ray unit
Company/manufacturer:- Simens
Site:- Medical city
H.T generator model 7240088 X 1415 serial no.649 05 601
D45 adapter (8055956 X 1415)
D 46 actual valve aquisition (8055931 X1415)
02-05-00296 | Equipment:- X-Ray unit
Company/manufacturer:- Simens
Site:- Medical city
X-ray tube megalix 125/30/82C -120LW tube housing
Mega 125/30/82C
02-05-00297 | Equipment:- X-Ray unit
Company/manufacturer:- Simens
Site:- Medical city
Image intensifier optilux lateral 1712HD model no.8832776V 5760 serial no.44568 590
Image intensifier frontal optilux 27 HD- Triplex model no.8832 719V 5054 serial no.79051 508
02-05-00298 | Equipment:- Vidio med H camera
Company/manufacturer:- Simens
Site:- Medical city
Board Q 4700902 GE 001
Bored VV 9455791 XE 001
Board H 2893063 GE 001
Boaed F 4737052 GE001
Board Z 2893048 GE001
Boaed S 4700910 GE001
02-05-00299 | Equipment:- Camera control unit
Company/manufacturer:- Simens
Site:- Medical city
Stabilizer BP 4762530 XE001
Board N1 4737 151 GE001
Board N2 4757 258 XE001
Board 1 4737 110 GE001
Board NV 4418976 RH052
Board S C72411 -A3 -L98
Board H C72411-A3 -L53
Board KR C72411 -A3 -L35
Board DK C72411-A3-L18
Board VV C72411-A3 -L202
Board VV C72411-A3-L203
02-05-00300 | Equipment:- X-Ray unit
Company/manufacturer:- Simens
Site:- Medical city
Monitor for D-S.A model no.8714511 X1762 serial no.01136 modification X1762
02-05-00301 | Equipment:- Combilabor.CBM-A8 processing unit for cine film
Company/manufacturer:- Simens
Site:- Medical city
09-02 film roller 064V473
09-10 film guide roller 064V473
09-03 sealing ring 080C737
09-05 gear wheel assy 064v031
12-01 heating element 750W 064V139
12-02 thermistor 064V003
12-04 pump 064v115
12-07 P.C.board 064V694
13-01 transport motor assy 064V043
15-01 film guide assy 064V013
02-05-00302 | Equipment:- 35 cine film progector model -CPW-A- 35150
Company/manufacturer:- Simens
Site:- Medical city
Coupling No. 4707683 GE016
Pulley No.4707733GE016
Belt No.4701280GE016
Tooth head wheel No. 4707675GE016
Tooth head wheel No. 470757GE
Coupling no.4708640GE016
Boared no.4701264GG016
Motor no.7705148B0900
02-05-00303 | Equipment:- Pandaros 1200A
Company/manufacturer:- Simens
Site:- Medical city
T.V.monitor model no.46723165024 serial no.01079 501
X-Ray tube opti 150/40/102C
Cassette for cine film arriechno kat no.65098A
Image intensifier complate model 853Y01865307 serial no.01059
02-05-00304 | Equipment:- Hypothermic model 16-12-00
Company/manufacturer:- Simens
Site:- Medical city
Thermosensor probe
Rooler blood pump
02-05-00305 | Equipment:- Servo ventilator 900C
Company/manufacturer:- Simens
Site:- Medical city
Oxygen cell 90-04-979
02-05-00306 | Equipment:- Trademel cambridge model 3060
Company/manufacturer:- Simens
Site:- Medical city
Belt for tradmel 3060 cambridge
Part computrace CM 3400
Patient connection electrically isolated (patient cable with adapters)
Belt cambridge for rolling paper
02-05-00307 | EMERGENCY PARTS/ SMALLINSTRUMENTS
| Description | Ref.No.
Retinoscope
Retinoscope bulb 2.5V
Slit lamp
18 97 23 6V/4, 5A spare bulbs for Haag- Streit 900
Slit lamp/ Fixation point
17 52 69 5V spare bulbs for HS900
Field analyser (C.Clarke)
10 61 27 Flash bulb for HK2 Friedmann
Friedmann HK2
18 44 62 Illunination bulp 8V/15A
Neitz 10H Indirect ophthalmoscope
11 60 51 6V/10W bulb
Neitz 10H binocular indirect ophthalmoscope
| Blue cobalt filter | 10 .02.44
Neitz 10H
11 60 55 Scleral depressor
| Friedmann MK2, Bloc 100 | 15 .98 .24
Schemas standards
Clement clarke synoptophore
| Spare bulb, after image device | 18.00.98
Tests on synoptophore clarke
Spare bulbs 6V/0, 3A
Slides on Clark synoptobhore
| Bulb (12V/24W) | 14.34.99
| Ophthalmoscope | 15.95.57
7HL Ophthalmoscope on rechargeable battery handle, without double table charger. halogen bulb rekoss disc with corrections from 0 to -32D and 0 to +25D . 5 positions aperture wheel
| Electric retinoscope | 15.43.85
SK7 electric retinoscope with rotatable streak rheostat incorporated in switch. 1 spare bulb with rechargeable battery handle. without table charger
| Simmay 7HL or SK7 rechargeable handles | 12.44.94
Rechargeable battery
Indirect ophthalmoscope
11 60 10 Henie omega 200 indirect ophthalmoscope fitted with (transformer, charger, scleral depressor miror, extension cord, carrying case
| Omega 200 (6V) | 12.84.30
Additional spare halogen bulbs
Operating microscope
36 90 18 OM 10 takagi
| OM10 | 09.99. 96
36 90 11 Spare halogen bulb
02-05-00308 | Consumubles for Microlyzar , Autoanalyzer & AA2
Pump tube (Grey -Grey ) 1x12
Pump tube (Yellow -Yellow ) 1x12
Chart paper for AA2
Chart paper for Microlyzar
Chart paper for Autoanalyzar
02-05-00309 | Manifold
Phasing coil 1-55 ml /min
Phasing coil 1-9 ml /min
Phasing coil 2-1 ml /min
Phasing coil 2-5 ml /min
Phasing coil 3 ml /min
02-05-00310
Equipment:Ultrasound
Model: Item No. A4.4
Prod No.41M18800
Serial No.SSD-280
Company:Aloka-Japan
Mechanical sector scanner probe
a- ASU-28H-3MHZ
b- ASU-28H-3.5MHZ with EP-1772 for sector scanner controller
02-05-00311 | Equipment:X-Ray
Model: Item No. E1-104
Prod No.8114313
Serial No.HD-15013-10
Company:Shimadzu-Japan
Capacitor 200V-6800Mf-Negative
mA Board 501-6553013
Transistor ETG81-VCB,600V,IC30A,200W(tube Assembly 0.5/p38c-80S circlex)
02-05-00312 | Equipment:Automatic processor
Model: Item No. E2-9
Serial No.Kodak-RP-X-OMAT Processor
Company:USA-Kodak
400 area accumulator circuti board
02-05-00313 | Equipment:Ag precepitator unit
Model: Item No. E4-4
Serial No.FX-30
Company:Shimadzu-Japan
Printed circuit board
02-05-00314 | Equipment:Maxillofacial X-Ray Unit
Model: Item No. E1-117
Prod No.151073
Serial No.AX-4CM
Company:Pamokmax-Japan
Reversiple Motor 98648-(R2001) 100V/50 HZ/2.5MF/30min.(Withgear Box)
02-05-00315 | Equipment:Angiography
Model: Item No. E1-108
Prod No.6110586
Serial No.HD-150B-10
Company:Shimadzu-Japan
Relay K4-RU-B/NOMRON LA1-1008(12V D.C)
02-05-00316 | Equipment:ECG
Model: Item No. A1-2
Prod No.22162
Serial No.ECG-5403
Company:Nihon-kohden-Japan
Patient Cable-(BJ 2610)
Chest electrode for adults/5030378
Styless
LIMB Electrode-SDTRAP,for adult 4Pcs/set-5030021
LIMB Electrode-SDTRAP, 4Pcs/set-5030003
Power cable(AC coard)
02-05-00317 | Equipment:Defibrillator
Model: Item No. A1-16
Prod No.20604
Serial No.TEC-5201VB
Company:NIHON-Kohden-Japan
Recharg cable battery pack(SB 501V) 6.6/12V D.C)
Capacitor 33MF/5.5KV D.C
Lead wire for Disposable electrodes
Red-1-5031047
Yellow-1-5031056
Green-1-5031065
02-05-00318 | Equipment:Monitor
Model: Item No. a1-15
Prod No.ICV 6000
Serial No.20762B
Company:NIHON-Kohden-Japan
Rechargable Battery pack(SP-602P)6.6/9V D.C
ECG Connsction cable 5570605 Antenna lead for 5031243
electrode lead for Disposal
electrode BR- red 5031047
electrode BY- yellow 5031056
electrode BB- black 5031083
AG / AGCL disposable electrode 5030716
02-05-00319 | Equipment:Dental unit
Model: Item No. A8-15
Prod No.VC-007
Company:NIHON-Kohden-Japan
Halogen Bulb 24V D.C/150W
Holder for halogen bulb
02-05-00320 | Equipment:Oxygen Regulator
Regulator+Wet oxygen equipment
02-05-00321 | Equipment:Slit-Lamp
Model: Item No. A3-8
Prod No.SL-3D
Serial No.207498
Company:TOPCON-Japan
Lamp 6V/4.5A
02-05-00322 | Equipment:P.C.V Center Fuge
Model: Item No. D2-63
Prod No.MC-201
Company :Hitachi-Japan
D.C motor /85V/4A/RPM 15000
02-05-00323 | Equipment:Radio therm
Model: Item No. A7-42
Prod No.706 EH703
Company:Sienems-Germany
Magnettron
Circuit Board Assy P.NO.4536348 EH703
Diode-H463-3 HF H.V
02-05-00324 | Equipment:Diaqgnostic sets , complete
Model: Item No. A3 - 40
Recharge battery
Halogen bulb (4V)
Halogen bulb (3V)
02-05-00325 | Equipment : Sphygmomanometer (stand )
Model :item no: A3 - 12
Prod no. : HM - 1104 (cat)
comp.: Japan
Head screw
Rubber packing
Fuelt
Roshi
Container
Tube packing
Glass tube
Rubber inlet bulb
02-05-00326 | Equipment :Electry unit
Model : item no.: A2 - 23
Prod no.: TRC - 1000
serial no. 60037890
Comp. MIZUHOIKAKOG YO , Co. ltd.
Electrode chuck handle ( 3- terminal )
Adapter for disposable inactive electrode
Inlet for inserting , electrode chuck handle
Inlet for inserting inactive electrode
Inlet for inserting mono polar electrode chuck handle
02-05-00327 | Equipment :Central sterilizer
Model: F1 _ 30
Steam trab
Solenoid valve 221 G 1603/ 4270
Solenoid valve (water ) SX 3- 03 GW 80
Solenoid valve for seal
Check valve JIS 10 KBNS - 1- ¼
Packless valve ¾”
Packless valve 1 -1/4
Saftey valve FB - 4
Door gasket
One way clutch
Vaccum pump KT 100 E
02-05-00328 | Equipment : E C G
Model :item no.: A1 - 2
Prod no.: ECG - 5403
Serial no. 22159
Comp. Nihon - Kohden / Japan
Control unit assembly (UP - 4065 ) , code no. (9406517 )
Input unit circuit board assembly UP - 4247 (A ) , code no. 9424738
Circuit board assembly ½ sensitivity unit UP - 4249 , code no. 9424943
+ _ (1104) Regulator unit (UP- 4243) code no.: 9424319
+,- (12 V ) regulator unit UP - 4242 , code no. 9424212
02-05-00329 | Equipment :Shaker
Model : item no.: D2 - 32
Prod no.: KR - 3
Comp. Kayagakikikakog , Japan
Speed control
02-05-00330
Equipment : Test type ophthalmology remote control
Model : item no.: A3 - 16
prod no.: EA- O72
Comp. Topcon , Japan
Halogen bulb
02-05-00331 | Equipment : Stethoscope fetal Doppler
Model : item no.: A3 - 38
prod no.: FD - 200
Ser. No. 8412715
Comp. Toito , Japan
Rechargeable battery back 10 N- 500 AAF ,12 V / 500 MAH OG Cadnica sanyo electric , Japan
Probe
02-05-00332 | Equipment: X - ray unit
Model : item no.: E1 - 105
prod no.: MD - 150 B - 100
Tube assembly ½ P38 C - 80 C circlex
02-05-00333 | Spare parts for Tifa
Armature magnito
Indicator tape for sterilization (Hogy ) , (12mm x 50m)
OSONIC ECO equipment (Australia ) 901048
Probe 3.5 Mz frequency
U/S set photo line SLI ( Germany ) PE 90962
Sector & liner 5.5 Mz
02-05-00334 | Spare part for bicor
Simomed HM 44CM Monitor
Part no. 037 92 079 x 2077
Dreh- Neigekonsole
part no. 027 98 044 x 2077
Mains cable for simomed
part no. 011 10 910 x 1956
Plug
part no. E30 235 B 1947
Sirecon 33-4 ýHDR
patr no. 031 34 868 G 5382
Collis protect .II 33, grid 12/40
part no.016 16 130 G 5307
Accessory for X -ray tube 125 /30/82 CM
Mod. Polyd. 80
Part no. E27 97 277 X 1512
SPARE PARTS FOR X-RAY EQUIPMENT
02-05-00335 | Spare parts for polydoros 50/80S (SIEMENS)
quantity installed: 4
| Decsription | part and type no.
| D801 fuse panel and rectifiers | 8701443 x1739
| D804 switching power unit +8.2V | 3151 685 B3305
| D805 Voltage regulator +5V | 845 8069 X1750
| D830 Display pane | 8458 085 x1750
| D833 unit + range keys | 84 58 101 x1750
| D834 equipment display | 8593 964 x1750
| D835 manual panel | 8458 127 x1750
| D69 Rear panel | 8134 173 x1575
| D802 Voltage regulater +_ 15V /+_ 12V | 8460 727 x1732
| D803 Switching power unit + 5V | 3173929 B 3305
| D810 Central unit M6 | 8593956 x1732
| D811 Memory | 8463457 x1732
| D812 inter face controller | 8460958 x1732
| D813 PAL board | 8702128 x1732
| D815 tube load calculator | 8697401 x1922
| D819 Bus wiring | 8463374 x1732
| D820 Filament inverter | 8459646 x1732
| D821 Filament control | 8703365 x1732
| D821 A Filament control | 8711202 x1732
| D840 KV -regulator | 8700726 x1732
| D851 V24 Converter | 8617300 x1740
| D900 Iontomat rear pane | 8695934 x1758
| D998 Over voltage protection | 8605271 x1745
| D8 Chamber- curent amplifier | 8604951 x1190
| D61 Voltage supply | 8061509 x1575
| D64 Opto- isolation | 8061566 x1575
| D65 Processor | 8061582 x1575
| D67 Speed monitoring | 8061624 x1575
| D631 Serial - parallel converter | 7228117 x1575
| D806 Voltage regulator +24V | 8617201 x1732
| D870 Poly- image - intensifier program memory | 8458432 x1766
| D885 N80 control | 8607350 x1813
| D890 KK- interface controller | 8606238 x1732
| D891 KK 1B converter | 8606253 x1732
| D892 KK 2 converter | 8606279 x1732
| D901A iontomat - mommomat control | 8459810 x1758
| D902A iontomat signal matching | 8606006 x1797
| D46 Actual -value sensing | 8055931 x1415
| D45 Adapter | 8155956 x1415
| HI high- voltage generator | 7240088 x1415
X-ray tube 1253051
X-ray tube 1254072
| D886 power circuit | 8617136
02-05-00336 | Spare parts for siregraph 2 (SIEMENS)
Quantity installed : 1
| D17 counter board | 8182131 G 5276
| D22 Data bus board | 8373920 G 5306
| D23 CPU board ( ZG) | 8573586 G 5306
| D26 Multiple board ( ZG) | 8373847 G 5306
| D27 stepper motor board | 8373821 G 5306
| D29 poket terminal interface | 8573602 G 5306
| D33 A,B all storage effect board | 8323800 G 5276
| D34 A,B thy ristor board | 8373177 G 5306
| D60 comsole board | 8573560 G 5306
| D61 A-E reciver board | 8057481 G 5276
| D62 A-E transmitter board | 8057333 G 5276
| D63 5V power back | 3150042 B 3305
| D49 a-c Diode circuit board | 8323479 G 5276
| D52 IR - transmit circuit board | 8323271 G 5276
| D48 b,c fork -light cablinet | 8057309 G 5272
| D53b Encoder circuit board | 8323446 G5276
| D80 a-d light barrier PC board | 8573354 G 5306
| D50 Transmit circuit board | 8323198 G 5276
| D51 Receive circuit board | 8323214 G 5276
| Tilt motor | AM3
| Longitudinal carriage motor | AM4
| Column motor | AM5
| Layer-height motor | AM6
| SID motor | AM7
| Tube rotation motor | AM8
| Compression motor | AM9
| Table longitudinal motor | AM10A
| table transverse motor | AM10B
| Collimator plate motor ( width ) | AM101
| Collimator plate motor (height ) | AM1021
| Gride motor | AM103
| Film labelling motor (height ) | AM104
| Cassette carriage motor (height) | AM102
| Grid motor | AM103
| Film labelling motor (height) | AM104
| Cassette carriage motor ( height) | AM105
| Cassette carriage motor (lateral) | AM106
02-05-00337 | Spare part for KODAK RP X-OMAT processor model M6AW
| Nipple (3) | 184824
| Spacer | 458205
| Spacer | 458236
| Pulley | 4589 01
| Pulley | 458946
| Belt | 462452
| Motor ( B2) | 466966
| Header assembly | 467867
| G roller | 470086
| Nut | 472755
| Nut | 472756
| Thermostat | 472949
| Thermostat ( B3) | 472992
| Bushing (2) | 473220
| Keeper plate (2) | 473221
| Spacer | 473538
| Spacer | 473539
| Relay (UI) | 593740
02-05-00338 | Spare parts for invearmeter
IM 050
Inverto matic
Energy conversion Ltd
6595 Riazzino / Locurmo / Switzzeland
Series Nr. 1985 - 56 HZ
made in Germany
Spare parts for Eyes
02-05-00339 | Equipment- NEG-YAG-Laser
Company manufacturer:- Carl- zeiss NAG- YAG Germany
Flash lamp
02-05-00340 | Equipment:- Indirect ophthalmoscope
Company manufacturer:- Keeler
Lamp dualite
02-05-00341 | Equipment: indirect ophthal moscope
Company manufacturer:- dualite - England
Lamp 6V-30W
head fitting
02-05-00342 | Equipment: phocimeter
Company manufacturer:- Top Con-Japan
Model :LM-5
Lamp LM 880 Z 220V-15W
02-05-00343 | Equipment: phocimeter
Company manufacturer:- Top Con-Japan
Model :LM-P5
Lamp 6V-15W
02-05-00344 | Equipment: phocimeter
Company manufacturer:- Top Con-Japan
Model :LM-6
Lamp 220V-15W
02-05-00345 | Equipment: phocimeter
Company manufacturer:- Indmi -Japan
Lamp 220V-15W
02-05-00346 | Equipment: phocimeter
Company manufacturer:- TMI -Japan
Model :LM-EX
Lamp 220V-15W
02-05-00347 | Equipment: Operative microscope
Company manufacturer:- Heraeus W.- Germany
Lamp 22.8V-50W
02-05-00348 | Equipment: Euko- ultrasound
Company manufacturer:- Ophtascan B-C Euko
Prop.
02-05-00349 | Equipment: Electric cautery
Company manufacturer:- Aesculap- Germany
Prop. 670 Gk
Foot switch
02-05-00350 | Equipment: Keratometer
Company manufacturer:- TOP CON- Japan
Lamp
02-05-00351 | Equipment: Biometer
Company manufacturer:- Storz
Model: Alpha II
Prop. 046/00083
02-05-00352 | Equipment :Vitrectomy
Company manufacturer:-Laser fotocoagulador S32
Prop.
02-05-00353 | Equipment: Synaptophore
Company manufacturer:- Clement clarke- London
Model: 2001 -610
Lamp 6V -3 A
Halogen Lamp 6V-20 A
02-05-00354 | Equipment: Radio scop
Company manufacturer:- EYCO- Japan
Model: RS-1
Lamp 6V -25 W
Transformer 6V -20W
02-05-00355 | Equipment:ECG
Company manufacturer:- NIHON -Japan
Model: ECG-5151
Styles
02-05-00356 | Equipment: Direct ophthalmoscope
Company manufacturer:- Keeler
Lamp 3.8V
Lamp 2.6V
02-05-00357 | Equipment: Refractometer( Computerise)
Company manufacturer:- TOP CON
Model: RM-A5000
Paper role
02-05-00358 | Equipment: Cat Ford
Company manufacturer:- Keeler
Motor 12V/2VA
Reverseaction stick
02-05-00359 | Equipment: Floor- Operative microscope
Company manufacturer:- ZEISS
Model: YS3
Halogen lamp 12V /100W
Fiber O ring 303 481-81 09
02-05-00360 | Equipment: Mounted operative light
Company manufacturer:- HANA ZEISS
Model: Opmi 6-CFC- XY
Halogen lamp 15V/150W
02-05-00361 | Equipment: Retinoscope
Company manufacturer:- HEINE W.-Germany
Model: HRS 2
Lamp G1803/2.5V
| Description | Ref. No
02-05-00362 | SPARE PARTS FOR STERILLIZERS
| Lock washer | E0037
| Screw | E0090
| Lock washer | E0246
| Nut | E2033
| Screw | E2142
| Holder ,fuse | B2173
| Spring | 3157
| Replacement Scal ,bellows ,gasket | 3198
| Valve ,Sfety 03352 | 61870
| Switch | 3483
| Ball | 3610
| Valve, vacuum breaker ,3/4” | 3694
| Screw | E4636
| Screw | E4637
| Screw | E4640
| Screw | E1837
| Gasket ,bellows housing | 4915
| Screw | E4949
| Nut | E5276
| Valve , Solenoid | 53011
| Screw | E5386
| Screw | E6201
| Valve, Globe 1/2” | 7648
| Valve , union, angle ,1/2” | 7650
| Replacement scal , bellows , gasket | 7809
| Bearing thrust | 7840
| Lamp | 7863
| Fuse , 5 amp | 8442
| Air release assembly | 11666
| Switch , door | 13271
| Disc, filter | 13275
| Swith | 13300
| Spring | 13389
| Motor assy,120 V ,50Hz | 13407
| Lubricator ,Felt | 13424
| Ring, valve , teflon | 22626
| “O” ring, valve stem packing | 22630
| Spring , valve | 22633
| Seat, removable, valve | 22638
| Valve assembly | 22647
| Recorder charts(box of 100) | 73365
| Handle, pointer | 23545
| Hub, handle mounting | 23546
| Gasket , cored | 26456
| Replacement seat , bellows gasket | 27557
| Terminal assambly | 27602
| Circuit breaker,5 amp | 27625
| Lamp,pilot light assy | 27689
| Valve , safty , (replaces 27744) | 61871
| Valve, safty 33 p.s.i. | 27833
| Switch,pressure | 28510
| Switch ,Bank Assy | 28661
| Oil ,high temp x488(1 pt.tin) | 29158
| Bellows assy | 29774
| Spring | 29791
| Rod, lock , actuating | 29805
| Wick , oil | 29955
| Spring | 31625
| Bearing , hinge | 31902
| Pin | 31903
| Spring | 31904
| Motor assembly | 31946
| Filter , steam | 32412
| Valve assembly | 33038
| Switch , temp. , SPDT | 34295
| Condenser | 34500
| Valve | 34506
| Bellows assembly | 34621
| Body assembly, valve | 34621
| Stem assy,bellows | 35073
| Light,pilot,120 V 50 Hz | 35220
| Spring | 35605
| Plunger assy | 35606
| Lamp | 36569
| Resistor | 36603
| Disc , washer, float for vac. brkr | 36664
| Pressure regulator assembly | 37564
| Gage , pressure , jacket | 37887
| Gage , pressure , chamber | 37888
| Handle assembly | 37936
| Pointer , manual | 37943
| Switch, selector | 38174
| Circuit breaker , 5Amp | 38500
| Switch , push push button | 39051
| Stud , locking | 39480
| Replacement disc | 39515
| Replacement disc | 39516
| Light, pilot | 39708
| Gauge ,temperature | 39889
| Switch | 39896
| Relay | 39910
| Solenoid (40003 replacement) | 55186
| Thermostat | 40268
| Switch | 40269
| Light | 40272
| Water reservoir tank assy | 40285
| Motor , fan | 40291
| Glass,sight | 40297
| Switch | 40293
| Plug | 40298
| Light | 40319
| Thermostat, low water (replaces 40326) | 61858
| Spring | 40339
| Relay , DPDT | 40502
| Replacement disc holder | 40709
| Replacement disc | 40710
| Thermometer | 40747
| Valve , solenoid. 1/2” | 43751
| Moter , gear , 120V 50Hz (replases 43753) | 52083
| Screen (replacament for 37189) | 43907
| Buzzer (or P/N 44634) | 43920
| Relay, time delay | 44070
| Parts kit for P/N 43751 | 44088
| Gasket , door | 44599
| Gasket door | 44600
| Gauge | 46059
| Timer, drying , 50Hz | 46141
| Timer ,50Hz | 46278
| Timer , 90min., 50Hz | 46622
| Handle , moulded | 46638
| Motor assy , cam drive , 50Hz | 46755
| Capacitor | 51251
| Gasket , door | 52217
| Ink, cartridge supply (pk of 6) | 52255
| Spring | 54917
| Heater | 56531
| Cap, lens , green | 58002
| Switch assy ,push button | 58003
| Timer ,cycle , 1min. | 58004
| Fuse | 58147
| Valve | 59798
| Holder & Stylus cartridge | 33730
| Screen ,chamber drain | 7181
| Replacement screen | 43908
| Probe, liquid level detector | 43919
| Replacement disc | 3388
| Replacement disc (N/A) | 8281
| Replacement disc (N/A) | 31834
02-05-00363 | Equipment : sterilizer
High pressure tube 10 par
Plastic water reservior
02-05-00364 | Equipment:X-Ray(fixed)
company :Shimadzo
Tube of X-Ray
02-05-00365 | Equipment:X-Ray( portable)
company :Shimadzo
Tube of X-Ray
02-05-00366 | Equipment:X-Ray( portable)
company :Tochiba
Tube of X-Ray
02-05-00367 | Equipment: ECG
company : A.O
Patient cable for ECG
02-05-00368 | Equipment: ECG
company : Nehon
Patient cable for ECG
02-05-00369 | Equipment: ECG
company : hp.
Patient cable for ECG
Halogen lamp of op.projector
Model : 50-24 V
Lamp for protaple projector
Model : 35W-24V
02-05-00370 | Equipment : Incubator
Company :Vickers
Thermostat
DG shock stayless CR
Patient cable DG shock CR
DC shock battrey
Centrfuge motor T30
Centrfuge motor T52
Oven thermostat (memert )
Oven thermostat (IMS)
Incubator thermostat (memert )
Photocell (specal 10)
Lamp (spectronic 20)
Heater for distilizer
Eliment water bath (CFL)
Main board for massage instrument (ITO)
Crystal sonicade
Nebulizer spare part
Diephram of liqu. Secar (SAM20)
Power tramsastor for cuttery (Bux 80)
Control transastor (D45)
Control transastor (D44)
Risistor (2.2)
IC control(7808)
Cuttary hand piece
Optical lenss of microscope (will)
Lenss of microscope (No 40 will)
Lenss of microscope (No 100 Olimpic )
Microscope lamp (Olimpic)
02-05-00371 | Spare parts for siregraph 2 (SIEMENS)
Quantity installed : 1
| D30 24V stabilizastion | 8573669 G 5306
| D31 LOW - pass | 8373227G5306
| D32 motor control | 8349505 G 5334
| D41A Dual power supply | 4252136 x1100
| D41B power attachement | 2062321 x1100
| D71 switch controller | 3151818 B 3305
| D1C, D small -power motor control | 8373110 G 5306
| D2A, B thyristor control 3 | 8373441 G 5306
| D3 Infrared decoder | 8573685 G 5306
| D5 power switch | 8139560 G 5276
| D11 Input sircuit board | 8139503 G5276
| D8 A/D converter | 8323651 G 65276
| D13 processor monitoring | 8373701 G 5306
| D21 data bus circuit board | 8373904 G 5306
| D35 CPU board GG | 8373300 G 5306
| D24 multiple board (GG ) | 8373862 G 5306
| D25 dual port circuit board | 8373888 G5306
| D28 Fiber - optic interface 2 | 8373961 G 5306
| D1a small -power motor control | 8373110 G 5306
| D9Digital motor control 2 | 8373268 G 5306
Rubber tire for wheel chair (Korea) Large
Rubber tire for wheel chair (Korea) Small
Code | Item | Part No.
02-05-00372 | Equipment:CT-Scan
Model:Somtom-HQ Serial No.8989
Company/Manufacturer:Siemens
Quantity:1
Site:Medical city/Hospital/Surgical Hospital
Gantry
| BRD D1 | 8530529
| BRD D2 | 8530595
| D3 | 1123632
| D4 | 1123947
| D10 | 8530644
| D12 | 8530685
| D13 | 8530701
| Timing BRD D14 | 8530727
| D15 | 8530747
| D17 | 8530784
| DC modul D12 | 7484652
Converter AC-DC
| E4B,27/+4 – 6V 25 A | 3173929
| Micro switch S2,S3,S4 | 1070721
| Comi-SCS-Firmware | 8791030
| SCU- Firmware | 1160170
| Diazed fuse 6A 500V Treag | 1005370
| Diazed fuse 4A 500V Treag | 3010022
| Diazed fuse 10A 500V Treag | 1009505
| Diazed fuse 63A 500V SE | 1068030
Temp.switch tube 75GRDC 1
| 75 degrees | 4665105
Power Destribution Cabinet
| Diazed fuse 20/500V TR | 1011147
| 25A/500V Treag | 1007152
| 16A/500V Treag | 1010420
| 10A/500V Treag | 1009505
| 2A/500V Treag | 1007145
| BRD D1 | 4393708
SMI
| D80 | 8719114
| D81 | 8719130
| D88 | 8726549
| D94 | 8735789
| D22 | 8530081
Switching Power Supply
| E40,E4E,271+11-16V 8A | 3167210
| REP REG E46 220/+5V 30A | 7712334
| REP REG D4 | 8725830
| D21 | 8119158
| D29 | 8720500
| D30 | 8041402
| D32 | 8041444
| D33 | 8041469
| D55 | 8725855
| D65 | 8719155
| D71 | 8729568
Patient-Table
| Power Amp.D12 | 7424567
| BRD D10 | 8326522
| BRD D11 | 8790560
Micromatic-CW
| Interface BRD D3 | 9351032
| Power Supply BRD D5 | 6931984
| D7 | 9102278
| Thyristor –Diode(-)CPL | 9307430
| Thyristor –Diode(+)CPL | 9307265
DSC
| D10 | 8790669
| D28 | 8790701
DMC
| D1 | 8869653
| D6 | 7760655
| Pin | 8776601
| D5 | 8786774
| D8 | 8786543
| D15 | 8790933
| Power supply 27/+4-6V 12A | 3173911
| BRD 27/+-4 -6V 25A | 3173929
| BRD 27/2*11-16 2*4A | 3174703
02-05-00373 | Equipment:Prosessor
Model:M 6 A W
Company/Manufacturer:Kodak R P X-O M A T Quantity:10
Site:Medical city/Hospital/Surgical Hospital
| Nipple(3) | 184823
| Spacer | 458205
| Pulley | 458901
| Pulley | 458946
| Belt | 462452
| Motor(B2) | 466966
| Header Assembly | 467867
| Groller | 470086
| Nut | 472755
| Nut | 472756
| Thermostat | 472949
| Thermostat (B3) | 472992
| Bushing (2) | 473220
| Spacer | 473538
| Spacer | 473539
| Keeper plate (2) | 473221
| Relay (U1) | 593740
02-05-00374 | Equipment:Multi Analysing System
Model:Astra –8-
Company/Manufacturer:Beckman
Quantity:3
Site:Medical city/Hospital 1.Surgical Hospital
2.Laboratory
| Glucose module rapid kit | 669000
| Bun module operating instruction | 555587
| NA/K module operating instruction | 555588
| Glucose module operating instruction | 555591
| Creatinine module operating instruction | 555592
| Transport Assy,wired | 499-668390
| Contact assy | 724-665776
| ARM,Adjustment molded | 325-665932
| Actuator | 226-668327
| S.C.D Motor | 842-668329
| Gear, Reworked | 201-669167
| Cylinder assy –5 ml | 449-668271
| Sample pump module | 668150-R
| Fan assy | 241-657918
| Buzzer,cable assy | 662-657783
| Fan assy | 241-657918
| S.C.D ,Key board | 716-668250
| BD assy truntable/wash CUP | 855-668810
| CRT assy hewlett packard | 449-669527
| Rectifire,bridge 50 V 10A | 774-836999
| Voltage Regulator +24V 1A, | 885-873439
| Voltage Regulator,MC 7812 CP | 885-876291
| Rectifire ,50V 2A | 774-879665
| Electrode,Sodium | 66895
| Electrode, Potassium | 669114
| Clucose module | 668170
| Clucose Electrode | 670522
| Printer head | 657910
| Disck Driver | K159227
02-05-00375 | Equipment:ECHO
Model:Sonoline of
Company/Manufacturer:Siemens
Site:Medical city/Hospital/Surgical Hospital
Monitor sony model No.CPD -9090
Probe 3.5 MHZ 83 39 210 L1001
Probe 5 MHZ 83 39 228 L1001
02-05-00376 | Equipment:Servo Ventelator
Model:900 c
Company/Manufacturer:Siemens Elma
Site:Medical city/Hospital/Surgical Hospital
Inlet valve
O2 cell
Bacteria filter
Relief/safty valve
Flow transducer
Expiratory valve
Pressure transducer
Working Pressure momometer
Inspirotory valve
Non-return flap valve
02-05-00377 | Equipment:System Sirecust (monitering system)
Model:1281
Company/Manufacturer:Siemens
Site:Medical city/Hospital/Surgical Hospital
| A 160 Horiver beflation board | 87 91 436
| A 250 mother board | 87 91 550
| A 930 Battery board | 87 91 485
| A 140 power supply board | 87 91 657
02-05-00378 | Equipment:Neuro scope
Model:BSER
Company/Manufacturer:Dantic
Site:Medical city/Hospital/Surgical Hospital
Cable 18 F (6M) 107 –180
| Head phone | TDA-39P
02-05-00379 | Equipment:Anaeshictic machine
Model:808 MV
Company/Manufacturer:Drager
Site:Medical city/Hospital/Surgical Hospital
(Pressure regulator) 8402745
| 3/2-way valve | 8403006
| Flow control valve | 840468
| Bellows | 2M8138
| Vent valve | 8404660
Vacuum relay
02-05-00380 | Equipment:Treadmill
Model:Sicard 440
Company/Manufacturer: Siemens
Site:Medical city/Hospital/Surgical Hospital
| Keyboard unit | Part No. 93 42 403EH44E
02-05-00381 | Recommended spare parts &accessories for Automated coagulation timer &diagnostic kits
02-05-00382 | Recommended spare parts &accessories for
Equipment:Glass distillator
Company :Russin
Model:JSC (chim labor pri POR 16)
02-05-00383 | Inspiration/Expiration valve unit No.900101(Blease 9100)
02-05-00384 | Pneumatic Board No.PC 765-C-M
Spare No. 697799E347E
(Siemens,Servo 900C)
02-05-00385 | Equipment:X-Ray
Model:SAT-10
Company:Schemadzu/Japan
X-Ray Tube
Circlex 0.8 P3 8c
Max 150 KV
Pocous 0.8mm
200 Khu Rotating anode X-Ray tube assy
02-05-00386 | Spare parts of somatom HIQ
| X-Ray tube | 156CT-103 MS
| Gautry belt | 7039522 F0705
X-Y Digitizer Pail
(Matrix-Resistance)
MED PT510 (pocket terminal)
CPU-D28 K1056
02-05-00387 | Spare parts for medical equipment for neurosurgical center
Equipment:Gusa
Company:Copper medical
88 Hamilton Avenue,Stamford CT 06904 4.5 A
Model: Ns-100-AEB
| Handpiece pkgd-cusa | 212-300
| Cable assy handpiece | 213 490 001
| Acoostic vibrator assy | 210 580 001
P.C Board
Assy-A3
| U/S generator | 210 720 000
| PC board Assy A1 Logic | 210 720 000
| PC board Assy A2 Logic | 210 830 000
| Shematic-PC board A4 Driver | 240 980 000
| Motor control board assy | 211 160 000
02-05-00388 | Equipment:Roche
Company:Tegimenta
CH-6343 rotkreuzag
Switzerland
Electric board made in italy elmi,ECS 36
| Electric board | 94-00217
| Electric board | 94-0021A
| Electric board | 94-00214
| Electric board | 94-00019 C
| Electric board | 94-00018
| Main transformer | 20211
02-05-00389 | Equipment:Cuttery martin type 2000 220V,VA=1100 hp=400w
Company:Gebr –Martin Tublingen
| Generator 1 | 29-37/1
| Generator 2 | 29-38/1
| Control switch | 29-36
| Board control | 29-35
| Slid-resistant board | 29-46
| Main transformer | 29-41/1
| Power transister (type Delco –GM) | DTS-430 7829
| Resistant | 1214-8L
2R2 10%
| Resistant | 2.2 10%
K1
02-05-00390 | Equipment:sucker
Type 20 220V,50 HZ
Company:Aerosol products LTD,680 Garrte lane london SW 17 ONP
| Motor 220V,1400 RPM 1-Q | 844712
Filter
Switch
Change valve
Vacume gage
Dieframe
02-05-00391 | Equipment:Moniter 220 V,50 HZ
Company: Siemens West Germany
Model: Sirecust 308 D
Recomanded spare parts
02-05-00392 | Equipment:Servo Ventilator 900 B
Company: Siemens elema AB,Sweden
66 05 497 E 037E
Model:E 037E-SV 900
Recomanded spare parts
02-05-00393 | Equipment:Sucker Silent
Company : Charles austen pumps LTD
100 Royston road byflect weybridge surrey England KT 14 7PB
Model: B105.SIE voltage 220 /240 V
| Vacume motor | DE 9020
Filters
02-05-00394 | Equipment:Operating ceiling Projector
Company : Original Hanau W-Germeny
Hologen lamp 50W,22.8 V
02-05-00395 | Equipment:EEG(8 chanale)&(16 Chanale)
Company : Siemens elema ,Sweden
Gilvanometer
6072235E-039E
| Pump | 6389720E 127E
| Pump | 74-06(EMI 260)
02-05-00396 | Equipment:scanner
Company : Somatoma HIQ Siemens
A- Gantary
| X-Ray tube 156 CT-103 M | 8963368
| Filter crd D3 K1044 | 8530974
D11-PGA crd. K1044
D12-PGA-ACD crd K1044
D13 Tilt control br. K1044
| B- Host | KA 630-ACPV K1059
MS 630 memory module K1059
TQK 50-BA controler TK 50 K1059
RQDX3 system K1059
DZQ11#0 K1059
QMZG#0 K1059
UCOU# 0 K1059
Fiber optic cable
C- MMCW
| D1 CPU br M10 | 9017971
| D5 M10 | 6931984
| D6 M6 | 9567405
| D7 M9 | 9102278
| D8 M4 | 9391830
D- DMC
D16 K1029
D3 K1029
D24 K1029
D15 K1029
D9 K1029
D5 K1029
E- Table patient
Gas compression spring
D2a K2004
D2b K2004
D7 K1003
D8 K2004
D9 K1003
D10 K1003
D6 K1003
D11 K1003
D13 K1003
F- SMI
| D 29 K5001 E31 | 8720500
| D 88 K5001 E31 | 8726549
| D 20 K5001 E31 | 8730400
| D 6 K5001 E31 | 8730384
| D 22 K5001 E31 | 8119174
| D 21 K5001 E31 | 8119158
| D 14 K5001 E31 | 8526501
| D 5 K1058 E32 | 8787426
| D 50 K5001 E32 | 8584401
| D 8 K5001 E32 | 8719023
| D 4 K5001 E32 | 8725830
| D 30K5001 E30 | 8041402
| D 32K5001 E30 | 8041444
| D 33K5001 E30 | 8041469
| D 34K5001 E30 | 8732794
| D 65K5001 E30 | 8719155
| D 80K5001 E30 | 8719114
| D 81K5001 E30 | 8719130
02-05-00397 | Full operating and Schamatic Decommand for 3M Laser Imager Module P831CBO
Spare parts for medical equipment
02-05-00398 | Equipment:Spekol
Quantity:3
| Photo cell knobs for adjixtment | 10
02-05-00399 | Equipment:Blood pressure
Quantity:10
Company : Jabane
Gage pressure
02-05-00400 | Equipment:Moncter
Quantity:4
Speaker
02-05-00401 | Equipment:Oven
Quantity:4
Company : England
Heaters
02-05-00402 | Equipment:Sucker
Quantity:7
Company : England
Motor
02-05-00403 | Equipment:Centerfuge
Quantity:2
Company : England
Motor
02-05-00404 | Equipment:Oxygen Gage
Quantity:20
Company : England
Valve
02-05-00405 | Equipment:Table operating
Quantity:6
Company : Sweede
Dobleand oil seal
02-05-00406 | Equipment: X-Ray
Quantity:1
Company : Etalanie
Rak daflope
02-05-00407 | Equipment:Shimadzu-corporation
Quantity:1
Company : Jaban
Electrical high pressure
02-05-00408 | Equipment:Aloka sonar
Quantity:1
Company : Jaban
Stope picture
02-05-00409 | Equipment:Bakue washer magine
Quantity:1
Company : Jaban
Washer plate
02-05-00410 | Equipment:Spekol
Quantity:3
Company : Marien berg
Photo cell knobs for adjustment
02-05-00411 | Equipment:Olympuse microscope
Quantity:1
Company : Jaban
Electrod magine
02-05-00412 | Equipment: HB- meter
Quantity:1
Company :Almanies
Electrical part
02-05-00413 | Equipment : ECG machine
Company : Nihon,Fukada,Philips,Heliga
ECG generator ( stimulator )
02-05-00414 | Automafliox X-Ray proceson
Kodak RP X-Omat Processor
Model :-M6AW
| Developer Rack Assy | 474477
| Developer Heater | 468521
| Fixer Rack Assy | 512892
| Wash Pack Assy | 596634
| Lock Washer (2) | 433708
| Washer (2) | 852611
| Lock Washer | 853087
| Washer | 458208
| Washer | 463100
| Roller | 579984
| Roller | 579983
| Roller (2) | 470085
| Roller | 473146
| Roller | 475453
| E Roller {includes bearing} | 467017
| G Roller {includes bearing} | 470085
| H Roller Assy {includes bearing} | 458423
| K Roller {includes bearing} | 467016
| Gear | 458182
| Gear A W | 470767
| Tooth gear - (29) | 458385
| Gear | 458384
| Gear | 458382
| Gear A N | 468354
| Gear | 467564
| Gear | 458383
| Bearing (2) | 452128
| Bearing (2) | 474003
| Bearing (2) | 47237
| Bearing (2) | 465361
| Bearing (2) | 469648
| Bearing (2) | 190481
| Spacer | 458236
| Spring (2) | 459344
| Thermostat (53) | 472992
| Pulley Assembly | 469070
| Left hand worm (5) | 458189
| Right hand worm. (3) | 458191
| Chain | 469349
| Circuit breaker (CB4) | 183886
| Circuit breaker (CB1) | 184815
| Sold state relay | 418734
| Thermostat Assy | 418724
| Board | 621472
| Thermistor | 418730
| Belt 1 1\2 Larg | 474442
| Blower motor and pully Assy | 474694-1725 RPM
| Receptacle Assy | 472962
| Thermometer | 474156
| Switch (57) | 186153
| Heater R1 , R2 | 183153
| Belt 1 1\4 small | 474442
02-05-00415 | Diagnostic X-Ray Apparatus with TV system
KXO-12 / DT-KAR / TV
H.P. Transformer and controller
including woodam platform
(2 inches) DC-12F/DC-12B 220V/50HZ
| X-Ray tube | DRX 180A
Diagnostic X-Ray table with L/F bucky DT-KAR/TF-7M-4/LF
Bucky for x-ray table
Television camera with vidicon tube Mtu-22A
17 inch monitor Tum-17A
Monitor cart FDG-004B
| H.P. Silicon rectifier | OR1 QYZ41
| (HRU-A) H.P. changer | PX11-01820
| Silicon compound | TSF-451-30M-15G
| Timer unit | PX12-03760 Gr-1
| Over load P.C. board | PX12-10310 Gr-2
| Over load P.C. board | PX12-10340
| Over load P.C. board | PX12-10355 Gr-2
Relay 912-1068
Relay M4P3A-100VAC
| Current Relay | 912-1083
| P.C. Board | 2X90-00044
| Timer delay relay | 812-3034-01
| Timer delay relay | 812-3034-02
| Timer delay relay | 812-3038-01
| Micro swit ch | 910-005g
| Mercury switch | 910-5003
| Pilot lamp | 901-5063
| Neon lamp | 901-4071-01
| Motor | 914-0055-01
| Gear head | 10625
02-05-00416 | Shimadzu CO.
Model: X-Ray eq.
MC – 100L – 30
| X-Ray tube assembly | Circlex 1.2uG13AN-305
X-Ray tube in serted
Bellow for x-ray tube kind 1.24G 13A
| KV-mas control – 20 | 501-64360
| Transistor unit – 10 | 501-06663D
| High voltage transformer r-Assembly | 501-06560I
| INDI cator – 20 | 501-07016B
| mAS selector – 20 | 501-07017C
| Transistor 2SC3214 | 060-43214
| Transistor 2SC1875 | 060-25875
| Collimator type R-20 MC | 500-16018-02
| Timer switch PDL-30 | 500-04835-01
| Shutter Assy | 501-93209
| Lamp trans . unit assy | 501-93200-01
| Lamp JC12-100Y | 500-04379
| High tension cable | 509-41980-19
| Bearing # 6200ZZ | 030-05000
| Bearing # 6206 | 030-04006
| Magnetic lock | 501-44865
| Mag netic lock holder | 501-89583
| Bearing 60 10 ZZ | 030-030 10
| Bearing 6201 ZZ | 030-05001
| DC Solenoid | 500-13802
| Hand switch | 510-64001
| Digital panel meter | 080-82468-03
| Electro magnetic counter | 080-73132
| Selector switch | 500-13550
| Knob MSA 40S-6 | 037-02323
| Variable resistor | 500-12925
| mAS selector | 501-65534
| Push button switch | 500-13551
| Display lamp assembly | 501-64354
| KV,mAS control assembly | 501-64359
| Base plate assembly | 501-64366
| Transistor unit – 10 | 501-63469
| High tension generetor | 501-63852-01
| Capaeitor | 500-03189-01
| High tension generatingl unit | 501-63854
| Reetifier | 500-03415-01
| H.T socket | 502-07437-01
| Grid control | 501-68173
| Discharger | 501-63866
| Capacitor | 055-01021
| Capacitor | 055-01023
| Resistor | 052-04622-00
| Resistor | 052-04610-02
| Diode | 060-14755
02-05-00417 | Shimadzu CO.
X-Ray eq.
ED 125L ( 500 mA)
| Technique sel. – 10 | 501-63453-01
| MA selector – 10 | 501-63454-01
| Line switch EA 62 | 065-93105
| Sec selector – 10 | 501-63248
| KV Requlator | 500-04720
| Main control – 10 | 501-63455
| Starter – 3 | 501-66353
| Transistor unit – 10 | 501-63469-01
| Power supply – 10 | 501-63471
| mA meter control – 10 | 501-63473
| EX. Mode control - 10 | 501-63474-01
| Terminal unit – 10 | 501-63475
| mA Regulator – 10 | 501-63476-01
| mA control – 10 | 501-63477
| sec control – 10 | 501-63247
| Over load pro – 10 | 501-63478-01
| HA ND switch | 500-13675
| SCR unit – 10 | 501-63243
| Auto trans (400V power source unit only) | 501-63559
| Tr1 (power) 2SC642A | 060-24642
| Tr2 (power) 2SC1325 | 500-03412
| FAN | 042-60088
| Thyristor D < - 01~ - 02> 150 P 6 SP | 060-34556
| Filament transformer | 500-14910
| Terminal board (disk) | 501-62938
| Diode MD25-512A | 500-03415-02
| H.T. changle-over switch | 501-62818
| H.T. socket IEC | 502-07437-02
| Control unit | 501-62910
| mA compensation unit | 501-62913
| Terminal board 4-10A | 501-40839
02-05-00418 | ( TROPHY Dental X-Ray )
Equipment :- Dental X-Ray
Model :- 11708
Company :- TROPHY - FRANCE
| X-Ray tube (A.generator) | 708(70KV-8mA)
| X-Ray timer | AD 13
| on-off switch | LS 57
| Traic | TAG 8606
| Traic | TAG 8602
| Integrated circuit | MCS 2241
| Led (on voltage) | KL 15
| Led X | KL 18
Hand switch timer with cable
| Traic | 2N 6343
| THYRISTOR | CR1TO1HY-2
02-05-00419 | Toshiba unit
Model :- 12 MD – 500mA
| H.T Cable | 150D, 12RI
| Motor for lift stand | 814-0033C
| V-Belt | A-30
| V-belt | A-32
| Standerd card | 25
| M.C.S cassette | 70-5
| Complete card relayes Assy | RK10
| Complete card relayes Assy | RK11
| Complete card relayes Assy | RK9
02-05-00420 | Equipment :- Stimulater therapy equipment
Model :- 413 - Eltron D
Company :- Enraf Holland
| P.C board | 2.555.784
| Patient terminal black | 2524.01
| Patient terminal (red ) | 2.524.823
02-05-00421 | Equipment :- Microwave therapy equipment
Model :- Curadar 2000
Company :- Enraf Holland
| Magnetron MG 10 | 8.697 340.001
| Printed circuit board | 8 – 691.042- 474
| Potentioweter sk 2 150w | 8 – 644.550.036
02-05-00422 | Company :- ELECTRO MEDICAL SUPPLIEC (EMS) U.K
Equipment :- Ultrsound
Model :- Therasonic - 5
| Transducer complete with cable and plug | 54 –11
02-05-00423 | Equipment :- Shortwave Therapy equipment
Medical :- Siener – 6
| Micro switch | 9 – 18
| Valve | 19 – 6
| Electorde support leg 10 cm size | 30 – 10
| Electorde cable withend (10 cm) | 31 – 59
02-05-00424 | Equipment :- Ultrasound
Model :- Sonoline
Model Sx
Model SL-1
Company :- Siemens
Mother board for souolime (Sx)
Freeze board for sonoline (Sx)
Swtich board for sonoline(SL-1)
02-05-00425 | Equipment: - Portable turbine.
Model :- Quayle dental 1001
Company :- Quayle dental
Derotor houce, Dominion way , worthing west sussex ,Bn14 8QN England
Pressure switch for mobile unit (1001&1002)
3- way syringe for mobile (1001& 1002)
Complete hand piece turbine
Foot switch
Rotor for H.P (turbine)
Angle H.P for complete
Air motor
Hose for mobile (4 hole) (meter)
Pressure gauge
Cartridge for angle H.P
02-05-00426 | Equipment :- Light cure .
Model :- Quayle dental . (101) spectrom
Company :- Quayle dental MFG Co.LTD .
Derotor hauce, Dominion way , worthing west sussex ,Bn14
8QN England .
Gun for light cure
Timer board for light cure
Bulb for light cure
Fan for gun
02-05-00427 | Equipment :- Ultrasonic Dental Unit
Model :- 700 – 11
Company :- Dentsply ( U.S.A )
| Regulator For water | 62516
| Solenoid valve | 61190
| Water Supply hose | 69040
| Cavitron lnsert tel-10 | 6121-708
| Cavitron lnsert Ftl-9 | 6121-803
cable For lnsert Complete
Spray for air bearing H.P. tutbine
Spray for H.P. tutbine ( ball bearing type )
02-05-00428 | Equipment :- Prostetic engine
Model :- Quayle dental .
Company :- Quayle dental MFG Co.LTD .
Derotor hauce, Dominion way , worthing west sussex ,Bn14
8QN England .
Carbon brush For prostetic engine
Flexible cable complete for prostetic engine
P.C board for foot switch to prostetic engine
02-05-00429 | EquiPment :- Ammelgametor
Model :- Degussa
Company:- Degussa AG, Gescha flsbexeich dental D-600 frank furt11
| Dispensing knob | 2352 – 2215
| Universal dispenser 2. Complete | -2018
| Dental wheel | -2043
| Blocking magnet ,complete | -2223
| Circuit board display ( timer ) | -2235
| Frame for display | -2214
| Mixing tube 2 , complete | -2226
| Capsolate | 2351 - 1001
| Mixing motor 2 , complete | -2224
02-05-00430 | Equipment :- Ammelgametor
Model :- Ultimate 21
Company :- Quayle dental
Derotor hauce, Dominion way , worthing west sussex ,Bn14
8QN England
Timer p.c board
Mixing ( Hg & alloy ) chamber complete
02-05-00431 | Equipment :- Kavo werk dental unit
Model :- Dynamic 1033
Company :- Kavo werk deutal einrichtungen vertiebsgesells chaft mbh
D- 7950 biberach / rib 1. West germaney
| Board | 641. 1020
| Board | 705. 2991
| Board | 734. 0571
Bulb for projector
Foot switch complete
Turbine hose complete
Micromotor hose complete
3 - Way syringe hose
3 - Way syring complete
| Block | 705. 3341
| Board | 715. 1471
Hose for foot switch
Angle handpiece
02-05-00432 | Equipment :- Scaler
Model :- Quayle dental
Quayle dental MFG co LTD
Company :- Derotor house dominionway , worthing west
sussex BN 14 & QN England .
Complete hand piece for scaler
02-05-00433 | Equipment :- Glass distilter
Model :- YX ^
Company :- JSC chimlaborpribor (RUSSIA)
| Level regulater | m6 5.887.268
| Adapter | m6 6.u53.294
| Adapter | m6 453 294
| Float - type flow meter | m6 5.183.065
| T. piece connector | ro 7.357.251
| Heater ( R - 52 ohm ) | m6 5.863.060
| Heater ( R - 55 ohm ) | m6 5.863.060.01
| Vessel | m6 5.887.267
02-05-00434 | Equipment :- Ventilator
Model :- 9100S
Company :- Blease (UK)
| Flow board and transduser (si 106) EP 7629 | 3.2.H
| Oxygen transduces ( si 1101 ) | 3.1.6
| I.E valve ( 900119 - 1 ) | 3.2.10
the inner diphramfor
I.E valve
| Expriratory unit ( 900101 - 1 ) | 3.2.1
02-05-00435 | Equipment :- Operating Labroscope
Company :- Wolf
Panooiew plus telescope with fixed eyepiece distortion free 25 dyree working lenght 300mm dram 10mm ( 8934 , 412 )
8923.013 Riow - trocar sleeves with magnetic ball valve and stopcock , metal sleeve ,distal obligue , capacity 10 mm working length 100 mm .
8923.123 Trocar , pyrmadial diam 10 mm , working length 100 mm.
8921.013 Rlwo - art trocar sleeve with magnatic - ball - valve and with stopcock metal sleeve standand distal obligue capacity 5.5mmworking length 100mm .
8921.123 Trocar with pyramidiol tip diam 5,5mm working lenght 100mm for riwo art - trocar sleeve .
8923.801 Vario - port reducing adapter , 10mm to 5.5mm and 12.5mm to 5.5mm for riwo - art trocar .
8386.001 Endodilator diameter 14mm 3 boanches , handle with locking mechanism 55mm working length .
8393.231 Grasping forceps with 5mm , both jaws opening , 310mm working leagth , complete lnstrument , 8393 – 234 , 8393.911 8393.964 .
8393 , 221 Grasing forceps , 18mm 5mm , rapered both jaws opening 310mm , ol , complete irstrument 8393 - 224 , 8393 , 911 , 8393 . 964 .
8393 , 251 Univrsal grasping forceps 5mm both jaws opening 310mm working length complete - instnument : 8393 – 254 , 8393 - 911 , 8393 - 964 .
8393 , 401 Biopsy forceps spiked , 5mm both jaws opening 310ml , complete instrument 8393 - 404 , 8393 - 911, 8393 - 962 .
8393 , 141 Atraumatic grasping forceps 5mm diameter .
8395 , 201 Grasping forceps 2/3 pronged 10mm 810mm ol complete - instrument 8395 - 204 , 8395 - 901 , 8393 - 953 .
8393 , 012 Modular sulssors diameter 5mm curved left , 310mm working length "metzenbaum " comprlsing 8393 - 015 , 8393 , 911 , 8393 - 692 .
8393 , 003 Hooked scissors serrated 5mm , 310mm ol , complete - instrument 8393 - 006 , 8383 , - 911 , 8393 - 962 .
8393. 701 modular bipolar forceps diameter 5mm , insulated compring , 8393 - 704 , 8392 - 921 , 8393 - 922 , 8393 – 972 , 8393 , 973 .
8108 , 031 HF- bipolar cable 3m long (also suitable for martin units)
Hook eleetrode 8383 , 423 .
810b . 04 HF connecting cable 4m long .
Guide sleeve diam 10mm ( for clip applicator 8389 - 801 )
8389 , 911 Glip applicator for enticon ligaclip , extra LT 300 .
Needle holder 3mm ( 8383 , 52 ) with read justing spring and sliding seal for in 8383 . 78 .
8383 , 534 Needle holder diam - 5mm curved right , axially aligned handle with locking mech anism .
8383 , 78 Applicator for ethibinder .
8383 , 551 knot manipulator for extraco rporeal knots for use in 8383. 78 .
8383 , 65 L,njeation and punction canula 1.8mm diamete ( 15c )
Veres - needle ( 8302 - 12 ) .
Co2 cylinder 25 liter .
8302 - 15 Veres camula for establishing the pneuno peritoneun with ner - connector
( 886.00 ) 150mm long .
neutral eledtrode for martin me 200, HF genet rator .
Double foot switch for matin ME 200
Bipolar foot switch for matin ME 200.
5511 - 001 CCD - Endocom 5511 camea head with C-momt PAL colour system
C-mount adaptor incl 13.103.50I
85261 - 272 Rioo - lems with C- mount - connector immersible and steam sterili sable focus length F.27mm .
Halogen lamp , 24 V , 250W
Fiber light cable longht 2-3cm diam 4-5mm ( 8061, 453 )
aeaning brushes
89,02 Rubber washers
89,08 Rubber washers
S- video cable
02-05-00436 | Equipment :- Speetrophotometer
Model :- Spectronic 20
Company :- Milton Roy
Bulb
P.C board
Photo tube
Monochrometer
Transister 3055
Bridge rectifier
Tube holder
Resister 7K ohm
Resister ¼ ohm
02-05-00437 | Equipment :- Hemometer
Model :- HB-210
Company :- Citoh and colti
5-1 Kita - aoyama 2 chome
Minato ku, Tokyo 107 Japan
Pump
Printed board
Lamp source (6 V 1.5 A)
Drain glass
Sampling glass
| Potentiometer | RV 24 XN 205
BIK ohm
02-05-00438 | Equipment :- Bilimeter -D 332
Model :- 332 D
Company :- mochida pharmaceuticall 10 LTD
HEAD office 7 Yotsuya 1.chome
Shin jnicu-ku,Tokyo
160 JAPAN
Telex 28922 ( Mochidas)
Interferrece filter for 455 mm
Interferrece filter for 575 mm
LAMP ( 6V 3A)
Different kinds of boards
Cuveete holder
02-05-00439 | Equipment :- Bilimeter ( Nippon)
Model :- A- 500
Company :- Japan , osaka nippon shojikaisha ltd 30,Kokumach
2- chome , Higashi-KU
Printed circuit boand ( TEL-330) (completed boand)
Bulbs
02-05-00440 | Equipment :- Spectrophotometer
Model :- ANA 72
Company :- Japan engneering
Bulb
Photo cell
Board
Cuvette holder
02-05-00441 | Equipment :- Defibrelator
Model :- 2006
Company :- CR
CR Recorder assy
Styles for gs recorder
Battery 24 V - 1 A
Drain raly
Capcitor 32 mf / 5kv
KM 13 Relay
KM 14 Kilover reley
P.C.B for charger CR
LM 317 T
Paddle for DC shock
Poasrnt cable socket
02-05-00442 | Equipment :- Defibrelator + Central Station
Model :-3215,261130,264130,3200,2400,261125,261024,4135,2015,
Company :- American Optical
| P.C. B assy mother | 261108-810
| Defletion P.C.B assy | 1108-811
| Memory P.C.B assy | 1108-812
| Delyed P.C.B assy | 1108-814
| Mother P.C.B | 1130-01-0840
| Digital meter | 0120-0037
| Alarm power supply P.C.B | 1131-01-0831
| Writing sty lus | 5007
| Mother P.C.B | 4135-913
| Patientlc alarm P.C.B | 4135-816
| Input filter board | 1134-820
| Pre-amp P.C.B assy | 1134-0821
| Power supply P.C.B | 1134-822
| Rate P.C.B assy | 1134-823
| Cave P.C.B assy | 1134-824
| Alarm limit P.C.B | 1134-825
| Mother P.C.B | 3215-810
| Amp P.C.B | 3215-811
| Osciltatar decteetor P.C.B | 3215-812
| Per limit P.C.B | 3215-813
| Mother P.C.B | 1144-810
| Modal w P.C.B | 4000-0853
| Relynl ator P.C.B | 4006-851
| Demodulat ors P.B | 4006-854
| Logic P.C.B | 2015-810
| P.C .B Power supply | 2015-811
| Amplifiers P.C.B | 8300-28
| Alarm systol P.C.B | 261024-810
| Power supply P.C.B | 261108-811
| Peslection assy P.C.B | 261105-812
| Power supply P.C.B | 264006-852
| Alarm power supply P.C.B | 4008-NCN
Power supply P.C.B
Transistor 2 N 3940
| P.C. B for cardio treaser | 4015-851
| P.C.B for cardio treaser | 4005-851
| P.C.B for cardio treaser | 264005-852
P.C.B for cantor scope
| Digitl meter assy | 262005-812
| P.C.B assy recorder | 3018-0810
| P.C.B assy cantrol | 2018-0810
| Inverter assy | 2018-811
P.C.B assy monl part
| P.C.B assy monl part | 2610-02-851
| Deflection P.C.B ( 1218 - 813 ) | 1218-813
| Memory P.C.B ( 1218 - 810 ) | 1218-810
Diode edl 8746 HV diode
Patient cable
02-05-00443 | Equipment :- Ultrasound therapy equipment
Model :- Sonopuls 407
Company :- Enraf Holland
| Printed circut board complet | 407.62
| PC board ( small P.C board) complet | 2555.999
| Big transducer | 1407.8
02-05-00444 | Equipment: cathedrization
Up-grading of cathedrization equipment, Model BICOR
02-05-00445 | Equipment:-ECG
Stimulator-ECG generator
02-05-00446 | Equipment:- Argon laser
Company:- Biophysies
| Argon laser tube | Model:-168-97
| Microprocesser | PCB JN 770
| Power supply (Black) | 604 M
Fiber optic cable
| Switching control | PCB 601 B
| Low voltage power supply | JN 700 AD
Flow-switch PCB
02-05-00447 | Equipment:- Gastroscope(adult &pediatric)
Company:- Olympus Japan
| Main tube | GIF-Q 015445
| Main tube | GIF-IT 8-2011327
| Main tube | GIF-3
02-05-00448 | Equipment:-X-ray unit (500mlm)
Company:- Shimadzu Japan
| X-ray tube | R20 62816521
| Transformer | AP 150 L-3-64278409
02-05-00449 | Equipment:-X-ray unit (100mlm)
Company:- Shimadzu Japan
| Control | HP 150 13-10
| T.V | M-16 405-6302045
| X-ray tube | R-30 64608922
| Large Transformer | HD-150 B-10-6322441
02-05-00450 | Equipment:-Sonar
Company:- Concepte
Probe
02-05-00451 | Equipment:-ECG
Company:- Nehon Koden
Styles
Patient Cable
Galvanic
PCB
02-05-00452 | Equipment:-ECG
Company:- Yamcoshy
Styles
Patient Cable
Galvanic
PCB
02-05-00453 | Equipment:- Microscope
Company:- olympus
Lamp
02-05-00454 | Equipment:- Microscope
Company:- Zieze
Lamp
02-05-00455 | Equipment:- Operating theatre projector
Company:- DKK
Lamp
02-05-00456 | Equipment:-Suction unit type Ersole
Company:- England
Motor
Bottle
Washer
02-05-00457 | Equipment:- Autoclave type Takizawa
Company:- olympus
Heaters
02-05-00458 | Equipment:- Autoclave type Thakari
Heaters
02-05-00459 | Equipment:-Sphgmomanometer
Mercury
Bulb with valve
02-05-00460 | Equipment:- Cautry unit type Martin 2000
PCB different for generator and generator 2
Fuse
Earth plate
02-05-00461 | Equipment:- Centrifuge T30 T32
Motor
Variable resistance
02-05-00462 | Equipment:- Monitor A-O
Patient cable
PCB
Adapter
02-05-00463 | Equipment:- ECHO type ausonics type Austraition
Probe
PCB
02-05-00464 | Equipment:- X-ray
Company:- Shimadzu 500m Amp. With TV
Tube
Halogen lamp
02-05-00465 | Equipment:- Short wave Angiograph (cardiac)
Capacitor 100 PF
Tube opti 150/ud/10 c
PCB D89-D79
PCB D129
PCB D58
02-05-00466 | Equipment:- Microcentrifuge PCV
Motor
02-05-00467 | Equipment:- Proccessing unit(devloping)
Motor
Relay 24 volt
02-05-00468 | Equipment:- Automatic 420
Rack for devloper
Rack for fixer
Thermo for heating of devloper (timer)
02-05-00469 | Equipment:- Terdmill
Recorder for holter
02-05-00470 | Equipment:- Steady X-Ray (medio)500ma(51,50)
Quntity :2
Company:- Holland
Sellector K.V
X-ray tube
Diofrom
Main board CP1,CP2,CP3,CP4,CP5,CP6,CP7,CP8
Diofrom lamb 12V
02-05-00471 | Equipment:- Steady X-Ray (Shemadzio)500mA ED-125+B6814
Quntity:1
Company:- Japan
Halogen Diofrom lamp(12V)
X-ray tube
Hnde switch
Main boards
02-05-00472 | Equipment:- Movable X-ray mc.125 300mA
Quntity:5
Company:- Japan
X-ray tube
Hand switch
Diofrom lamp(12V)
Main boards
High tention cable
Relly timer
02-05-00473 | Equipment:- X-ray (Tosheba) 300mA
Quntity:2
Company:- Japan
X-ray tube
Hand switch
Diofrom lamp(12V)
High tention cable
Relly timer
02-05-00474 | Equipment:- Outomatic film fixer x-ray
Quntity:7
Company:- Italy
Main rack
Main shaft
Main motor
Main board CP1,CP2,CP3,CP4
Main thermoster
Microswitch
Mainrelly 220 V
Thermal projector
Heavy
Rollor
Dislly
02-05-00475 | Equipment:- Incubator
Quntity:19
Company:-England
Motor
Outcover
Switch(ON-OFF)
Baby bed
02-05-00476 | Equipment:- electrocardio graph
Quntity:31
Company:- Japan
Styles
Chest electrode disk
Bands
Paitient cable
02-05-00477 | Equipment:- Cutery marten
Quntity:10
Company:- Germany
Hand switch
Foot switch
Biboler wier
Control board
Switch board
Board G1
Board G2
Main transformer
Power transtor
Slide resester
Resistance 2.2 board(R 2.2)
Resistance 6.8 board
02-05-00478 | Equipment:- Cutery Ascolap
Quntity:6
Company:- Germany
Power transtor Bu 247 A
Foot switch
Control board
Seet control board
Hand switch
02-05-00479 | Equipment:- Cutery Dadone
Quntity:2
Company:- England
Transformer
Foot Switch
Hand Switch
02-05-00480 | Equipment:- New LEO
Quntity:2
Company:- Japan
Rubber Tube
Lamps
Compressor(LEO)
Hand Beas(Turben)
02-05-00481 | Equipment:- Aevosol products
Quntity:57
Company:- England
Motor
Motor rubber cover
Rubber Tube
System arme
Filter
Flassk holder
02-05-00482 | Equipment : ECG
Company & model : A 03200 EYM- 102 Japan 5151 Japan.
Styles
Operating Switch
- Galvanometer
Role moving Motor
Different resistants
02-05-00483 | Equipment : Sucker
Company & model: AEROSOL SAM-20
Internal motor Ball Bearing
Washers
Pistans with Ball Bearing
- Filter
Hoses
Gage
Operating Switch
Motor
02-05-00484 | Equipment :Different centerfuge
Company & model : H-103 cocozan Reme
Armeture
Motor coil
Carbon
- Switch timer
Operating Switch
Lamp
02-05-00485 | Equipment : Auto clave
Company & model : TAKIZAWA MB H107S DALKYO VA- 4265 LEZUEUS ETS.
Differentheaters
Differentheaters water Pump
Contactor
Thermostate
Thermal Gage
Board signal Lamp
Hydrometer
Fuses
Circuit breaker
02-05-00486 | Equipment :Different sterilizers
Company & model
Heaters
- Thermostat
signal Lamp
Operating Switch
02-05-00487 | Equipment : Water bath
Company & model : Memmert Germany
Ceramic Heater
- Thermostat
signal Lamp
Operating Switch
Mercurial Switch
- Thermometer
02-05-00488 | Equipment : Sphigmomanometer (Air, Mercury)
Company & model :
Rubber Belt
Tissue Belt
Sprayer
- Valve
Mercury Container
Scaled Glass tube
Gage
02-05-00489 | Equipment : Cautery Martin
Company & model : 2000 Martin Germany
Earth plate
Power supplier
- 2.2 Ωthermal resistant
Diode
- 6.8 Ωthermal resistant
- 8A,2A , 6.3A Fuse
Relay coil
- IC , Voltage fixer
- Bux 80 power transistor
Earth plate Socket
02-05-00490 | Equipment : Automatic processor
Company & model : I.M.S. (CGR)
Fixer Rack
Develop Rack
water Rack
Drying Rack
Different Relays
Fuses
Heaters
02-05-00491 | Equipment : X-Ray unit system Shimadzu 500 mA with T.V
Company & model: Shimadzu
Ray Tube
TV Tube
Hand switch
02-05-00492 | Equipment : Diff. Operation projector
Company & model : Japan
- DKK 24V lamps
- 12 V 35W lamps
Charger
Glass Cover
02-05-00493 | Equipment : C.C.U
Company & model: A.O.C
Styles
Adaptors
02-05-00494 | Equipment : Diff. Infrared
Company & model : Original HANAU 3030 A Strazux Super 2000
Heater with Glass
Operating Switch
TIMER
02-05-00495 | Equipment : Microwave
Company & model : Siemens\ Germany I 1005
Megatron
Maintransformer
Thermal controlling bridge
- Fan
U.V Lamp.
Diff. Valve
TIMER
02-05-00496 | Equipment : Short Wave Set
Company & model : Siemens/ 608/ Germany E.M.S England 76-4
Operating Switch
Thermal controlling bridge
TIMER
Thermal felamets
Rubber gloves
Diff. Thermal Resistant
Diff. Valve
02-05-00497 | Equipment : Specol set
Company & model : Carizeiss DDR
Lamp
Photocell
Diff. Lenses
- Main transformer
02-05-00498 | Equipment : Ultrasonic
Company & model : E.M.S England Enraf
Probe
Operating Switch
Power transistor
Diff. Resistants
02-05-00499 | Equipment : Wax bath
Company & model : Enraf Holland 182
Heaters
Operating Switch
- Thermostat
02-05-00500 | Equipment : Vertibra Tractor
Company & model : Ito Japan Itc – 100 – 5
Traction cord
Motor
02-05-00501 | Equipment : Hb meter
Company & model : Hb 210
Ameter
Electronic Board
Photo cell
Lamps
02-05-00502 | Equipment : Microscope
Company & model : Olympus BHC – BV
Lamps
Transformer
Electronic Board
02-05-00503 | Equipment : AA2 Autoanalyzer
Company & model : Ti7 unicon / France
Lamp
02-05-00504 | Equipment : Dental unit
Company & model: New Leo / Japan
Lamp.
Turbine Washer
Hand piece Washer
Light base
- Light ON – Off switch
Pressure Switch
- Fuse
Roter angle Hand piece
Sterile water Container Washers
02-05-00505 | Equipment : Dental light cure
Company & model : Qialxie Dental
Prisme
02-05-00506 | Equipment : Amalgamater
Company & model : Degussu Dentomot
Capsule
02-05-00507 | Equipment : Developing Machine
Company & model : Kodak/ Germany
- Gear – 458383
- Shaft – 472315
Bearing- 452128
Bearing- 472337
Bearing- 469009
- Motor – 482362
02-05-00508 | Equipment : Steam sterilizer 7/6,6 series
Company & model : Odelga /Austria
- Solenoid valve item (14) in the tubing diagram 4010814
- Solenoid valve item (15) in the tubing diagram 4010814
- Solenoid valve item (12) in the tubing diagram 4010814
- Solenoid valve item (V1) in the tubing diagram 4010814
- One – Way valve Item (31) in the tubing diagram 4010814
Gasget door
02-05-00509 | Equipment : Steam sterilzer vertical construction R/517
Company & model : Odelag / Austria
- Piston Assembly Item (27) in the tubing diagram No. 3010802 (TSV-434-915)
- Piston Assembly Item (28) in the tubing diagram No. 3010802 (TSV-454-915)
- Piston Assembly Item (30) in the tubing diagram No. 3010802
- Thermostat Item (2) in the tubing diagram No. 3010802
- Piston Item (31) in the tubing diagram No. 3010802
02-05-00510 | Equipment : Invertomatic (UPS)
Company & model : Energy conversion ltd. 6595 Rizzion to carno / Switzerland
- Electronic board AGIE Zch. Nr. 618772.8 control + firing 1 IGR … 0509B
02-05-00511 | Equipment : Incubator
Company & model : Vickers / England
- Complete plastic cabinet. (50-60 HZ , 220 V)
02-05-00512 | Equipment : Ventilator
Company & model : Dragger / Germany
- Valve Item (131)
02-05-00513 | Equipment : X-Ray Equipement/ Mobile
Company & model : Shimadzu / Japan
X-ray tube
02-05-00514 | Equipment : Indirect ophthalmoscope
Company & model : Dualite / England
- Lamp 6V – 30 W
head fitting
02-05-00515 | Equipment : Phocimeter
Company & model : Top con / Japan LM-5
- Lamp LM 8802 220V- 15W
- Lamp 6V – 15W
- Lamp 220V – 15W
02-05-00516 | Equipment : Phocimeter
Company & model : Indmi / Japan
- Lamp 220V- 15W
02-05-00517 | Equipment : Phocimeter
Company & model : TMI / Japan , LM-EX
- Lamp 220V- 15W
02-05-00518 | Equipment : Operating microscope
Company & model : Heraeus W/ Germany
- Lamp 22.8 V- 50W
02-05-00519 | Equipment : Echo-Graphe
Company & model : France-biophysci medicalOphtascan B 1028
Probe' A,B scan
02-05-00520 | Equipment : Electric cautery
Company & model : Aesculap / Germany
- Prob 670 GK
- Foot Switch
02-05-00521 | Equipment : Keratometer
Company & model : Top con / Japan
' Lamp'
02-05-00522 | Equipment : Biometer
Company & model : Storze / Alpha II
- Probe 046/00083
02-05-00523 | Equipment : Vitrectomy
Company & model : Laser fotoco Agulator S 32
' Probe'
02-05-00524 | Equipment : Synaptophor
Company & model : Clement clarke / England 2001-610
- Lamp 6V-3A
- Halogen lamp 6v-20A
02-05-00525 | Equipment : Radio scope
Company & model :Eyco / Japan – RS-1
- Lamp 6V – 25W
- Transformer 6V-20W
02-05-00526 | Equipment : ECG
Company & model: Nihon / Japan / ECG-5151
' Styles'
02-05-00527 | Equipment : Direct ophthalmoscope
Company & model : Keeler
- Lamp 3.8V
- Lamp 2.6V
02-05-00528 | Equipment : Computerised Refractometer
Company & model : Top con /Japan – RM-A5000
Paper roll
02-05-00529 | Equipment : Cat ford
Company & model : Keeler
- Motor 12V/2VA
Reverse action STICK
02-05-00530 | Equipment : Floor – Operating microscope
Company & model : Zeiss – YS3
- Hallogen Lamp. 12V/100W
- Fiber oring 303481-8109
02-05-00531 | Equipment : Mounted operative light
Company & model : Hana Zeiss / OPMI 6-CFC XY
- Hallogen Lamp. 15V/150W
02-05-00532 | Equipment : Retinoscope
Company & model : Heine / W.Germany/ HRS 2
- Lamp. G/803/2.5V
- Battry 3.6V/14HRS / 75mA
02-05-00533 | Equipment : Retinoscope
Company & model : Keeler
- Lamp 3.6V
02-05-00534 | Equipment : Slit Lamp 900
Company & model : Top con/ Haag- Streit AG CH-3097 Liebefeld – Bern
- Lamp 900 – 930 6V/4.5A
02-05-00535 | Equipment : NAG-Yag-Laser
Company & model : Carl Zeiss W.G 306860/ 100-110-120- 127 – 50-60HZ (CPS) 150VA
- Lamp Wotan 12V - 30W Germany 64250
Flash ' Lamp.'
02-05-00536 | Equipment : Argon laser
Company & model : Zeiss / England / 142941
Tube
- 4 Angle lense
02-05-00537 | Equipment : Less screen
Company & model : Hamblin 313-166
Foot Switch
02-05-00538 | Equipment : Small aevosol products
Company: Germany
Quntity:10
Motor
02-05-00539 | Equipment : Steady projector
Company :Japan
Quntity:15
D.K.K Lambs
02-05-00540 | Equipment : Light source
Company : Germany
Quntity:8
Lambs
02-05-00541 | Equipment : Delivery monitor
Company :Japan
Quntity:8
Crystal socket
02-05-00542 | Equipment :Snoike
Company :Japan
Quntity:6
Crystal amplifier board
02-05-00543 | Equipment : Sphgmonometer
Company :Japan
Quntity:27
Murcary
Rubber bag
Cloth bandage
Valve
02-05-00544 | Equipment : Water bath
Company :England
Quntity:4
Heater
02-05-00545 | Equipment : Filter(Kagary)
Company : Germany
Quntity:1
Motor 220
02-05-00546 | Equipment : Microscope
Company :Japan
Quntity:15
Lamb
02-05-00547 | Equipment : Wood lamb
Company :England
Quntity:1
Glass
02-05-00548 | Equipment : Inter red ultra volet
Company :England
Quntity:3
Regulator
Timer
Lambs
02-05-00549 | Equipment : Microscope
Company : Japan
Quntity:2
Micro switch
02-05-00550 | Equipment : Moveble projector
Company : Japan
Quntity:7
Glass cover
Lamp
02-05-00551 | Equipment : Photothater
Company : England
Quntity:6
Holder
02-05-00552 | Equipment : Reteanscope
Company : England
Quntity:2
Lamp
02-05-00553 | Equipment : Selt lamp
Company : England
Quntity:6
Transformer
Wheel
02-05-00554 | Equipment : Cutery tur
Company : England
Quntity:1
Valve
02-05-00555 | Equipment :- ECG monitor
Company : Hellega
Model :SMD 104
Deflection 93011514+HV board 38800209 &electrode
02-05-00556 | Equipment :- Portable X-Ray unit
Company : Toshiba
Model : KCD 12 M.S
Battery 12 V
02-05-00557 | Equipment:- Projector ( portable)
Company : Traflix
Model : Traflix – B
Battery 12 V
02-05-00558 | Equipment:- Photo – Therapy (amp 800)
Company : Hearus
Model : 800
Power switch 220V/2W + Fan 220V 56018151
02-05-00559 | Equipment:- Microscope
Company :Reichert Jung
Model : Neavar-2
Compensation for accvity differences
02-05-00560 | Equipment:-Ventilateor
Company : Sulla
Model : 808 V
Vapor 1901 basic unit M 26592
Volumeter 3000+ Return Valve
Winged nand wheel (M 17783)
Pressure regulator (8402745)
Gas bazziar (M25093)
02-05-00561 | Equipment:-Suction unit
Company : Atmos
Model : Rp 90
O-Ring(M23612)
Motors
Filter
02-05-00562 | Equipment:-Suction unit
Company : Marobini
Heater
02-05-00563 | Equipment:-Suction unit
Company : Drager
Model : PP 800
Lamp(12V)
02-05-00564 | Equipment:- Bilirobnometer
Company : Orthodaiognashi
Interfernce filter 455 + 575
Select the monoch-ormatic beam of 455rm or 57rm
02-05-00565 | Equipment:- Incubator
Company : Atmos
Model : V-80
Power switch
02-05-00566 | Equipment:- Incubator (portable)
Company : Drager
Model : 5400
Water container
Set up kits + power box with accumolator
02-05-00567 | Equipment:-Vantos
Company :Atmos
Model :Atmorfit E
Regulator Knob with gradutait
Valve for control pressuer
02-05-00568 | Equipment:-Ultrasound System
Company : Toshiba
Model : SAL-35A
Transformer supply main power
02-05-00569 | Equipment:- Sonicate
Company : Sonicode
Model : P206
Battery nickel/ cadmium 10.5V
02-05-00570 | Equipment:- Blood Warmer
Company :DEC
Electronic board H 840309
02-05-00571 | Equipment:- Developing machine
Company : Kodak
Model : M6
Drain valve
Fixer rack &developer rack&water rack
02-05-00572 | Equipment:-Sonicate
Company : Soniicode
Model : 102R
Charger transformer
02-05-00573 | Equipment:- Centerfuge
Company : Hemafuge
Model : Hearus
Electronic board 50258
02-05-00574 | Equipment:- typewriter , electric , Arabic
Company : ISK Japan
Model : I1-16
Gear 30144431
Drawband 60138189
Typing core assymble
02-05-00575 | Equipment:- Ultrasonic , diagnostic equipment
Company : Aloka Japan
Model : SSD-180
Prob 3 MHZ
02-05-00576 | Equipment:- Neuroton
Company : Siemens west ,Germany
Model : Neuroton
Output board & control board
02-05-00577 | Equipment:- Analyser , glucose bench model
Company : SMD Japan
Model : CL –720
Control unit pc – board assymble 204-54206
02-05-00578 | Equipment:- Deioniser 250L/ hour
Company : SKR Japan
Model : DAT-1200
Pc board (control ) 700A61-1
02-05-00579 | Equipment:- X-Ray unit , mobile with image intensifier
Company : SMD Japan
Model : WHA-10
X-Ray tube model 1A-7X number 470193 ( housing model ) TH- 706 number 1939
02-05-00580 | Equipment:- X-ray film changes PACH unit
Company : SMD Japan
Model :
2XBAO- 9123-040 guide roller
1XBAO – 9122- 00 guide roller
02-05-00581 | Equipment:- Analyser , sodium, potassium , lead, bench, model
Company : TIT Japan TOA
Model : NAKL-1
Flow cell 70x25x55
J-nozzle
Thermostat
02-05-00582 | Equipment:- Auto analyses CL-12
Company : SMD Japan
Model : CL-12
Solenoid valve 204-6231-01
Head 204 – 62417
02-05-00583 | Equipment:- Counter blood cell
Company : SKR Japan TOA
Model : CC-130 System
Solenoid valve 813 – 0691 –9
Internal elecrode 813- 0450 – 9
Connection tube No. 42 (pm) 833- 916- 3
(F- seies pm ) thermistor 813 – 0779-9
02-05-00584 | Equipment:- Electroenephalo
Company : graph NKD Japan
Model : EEG-4217
Thermal head for printer AAA-35358
Head gride (head electrode)
Paper
INK
02-05-00585 | Equipment:- Electrocardiograph
Company : NKD Japan
Model : ECG-5403
Main ampilfier p/n ol-501E
Styles
Chest electrode , 5030378
Limb electrode 5030003
02-05-00586 | Equipment:- Infrared
Company : England
Quantity :3
Regulator
Timer fixer
Red valve
02-05-00587 | Equipment:- Microscope
Company : Japan
Quantity :3
Micro switch
02-05-00588 | Equipment:- Moving projector
Company : Japan
Quantity :7
Glass cover
(vawer) half solved
02-05-00589 | Equipment:- Fototherapy
Company : England
Quantity :6
Holder
02-05-00590 | Equipment:- Retinscope
Company : Sews made
Quantity :2
Valve
02-05-00591 | Equipment:- Slit lamp
Company : Sews
Quantity :6
Transformer
Slide roller
02-05-00592 | Equipment:- Cutting system tor
Company : Germany
Quantity :1
Power valve
02-05-00593 | Disposable needle electrode concentrie | 13 RO1
| Auto claviable concentrie needle electrode | 13 L 30
| Auto claviable concentrie needle electrode | 13 L 31
| Auto claviable concentrie needle electrode | 13 L 49
| Auto claviable concentrie needle electrode | 13 L50
| Auto claviable concentrie needle electrode | 13 L 51
| Auto claviable concentrie needle electrode | 13 L 58
| Electrode cable for all the above | 13 L 01
| Platenum needle electrode | 13 L 70
| Cable for the above | 13 L 06
| Cable for the above | 13 L 08
| Disposable needle electrode scalp (40 piece) | 13 R 31
| Electrode cable for the above | 13 P 06
| Electrode cable for the above | 13 P 08
| Silver chloride dise electrodes 50 piece 5x (50 piece) | 13 P06
| Silver chloride dise electrodes 50 piece 5x (50 piece) | 13 P08
| Silver chloride dise electrodes 50 piece 5x (50 piece) | 13 L20
| Disposable needle electrode semory (25 piece) 20 x (25 piece) | 13 R 24
| Disposable needle electrode semory (25 piece) 20 x (25 piece) | 13 R 25
| Electrode cable for the above | 13 p 02
| Electrode cable for the above | 13 P 12
| Recording electrode | 13 L 37
| Surface stimulating Electrode-ferigen electrode | 13 L 69
| Surface stimulating Electrode-ferigen electrode | 13 L170
| Grounding electrodes different sizes from infant size to the biggest size (5 each) | 13 S 93
| Grounding electrodes different sizes from infant size to the biggest size (5 each) | 13 S 94
| Fixation strap | 13 L 38
| Stimalating electrodes | 13 L 35
| Feltip 2x(100 piece) | 13 L 35
| Feltip 2x(100 piece) | 13 L 352
| Feltip 2x(100 piece) | 13 L 353
| Inter connection cable | 13 B 414
| Inter connection cable | 13 B 418
02-05-00594 | Equipment:- Microwave Radio therm 706
Company : Siemens west-Germany
Model :- Radio therm 706
Output Board
Cable
02-05-00595 | Equipment:- Autoanalyser,haematology,major
Company : NKK japan
Model :-S-Plus coulter counter
Rolling diaghram 6217016
O-Ring 2512112
WBC Aperture bath
RBC Aperture bath
02-05-00596 | Equipment:- Still,8 liter/hr
Company : Barnstead sybron England
Model :- Fi-streem barnotead
Boiler 06546
Heating element 06278
02-05-00597 | Equipment:- X-Ray system Universal remote control
Company : SMD japan
Model :- VS-10
Carriage drive moter URK 25 GK-A2 including (motor,gear box &mounting)
02-05-00598 | Equipment:-X-ray system
Company : SMD japan
Model :- R20
MAS board &overload protection board
02-05-00599 | Equipment:-Water purifaction system (RO)
RO module 60412
16 piece
Timer model H2A 12H,100V
02-05-00600 | Equipment:- X-ray processor automatic
Company : Kodak japan
Model :- kodak rp x-omat proccessor
Developer rack 594125
Fixer rack 594127
Water rack (wash rack) 594129
Developer enterance cronover assembly 594124
Developer to fixer cronover assembly 594126
Fixer to wash cronover assembly 594128
Main drive motor gear
Main drive Shaft gear
4000 area accumulator 602723 circuit board
5000 fault monitor 602724 circuit board
Relay (K9) 562245
Relay 562334
Fixer heater
Dry heater
Developer heater
Fan motor (Biower motor)
1000 power circuit board 602720
02-05-00601 | Equipment:- X-ray processor automatic
Company : Italy
Model :-I.M 420
Developer rack
Fixer rack
Water rack
Dry rack
Styles
02-05-00602 | Equipment:- Monitor ICU
Company : NKD japan
Model :- OMP-6200
ECG connection cable 5570605
ECG electrode for disposal electrode (red,yellow,black)
02-05-00603 | Equipment:- Mingograph
Company : Siemens
Model : EEG 21
Quantity: 1
Galvanometer 6729651E173E
| Electrode cable | 6725295E102E
| Electrode cable | 6772016E102E
| Electrode cable | 677200BE102E
| Writing fluid | 6668511E100E
| Paper | 6712368E100E
| Electrodes | 6105928E120E
| Electrodes | 6105936E120E
| Filter | 6612493E100E
| Electrode crene | 6072656EH06E
| Holder cap | 6705902E120E
| Writing fluid system | 6767024E141E
| One-Channel band | 6791032E183E
02-05-00604 | Equipment:- Ultrasound
Company : Siemens-Germany
Model : SL-2
Linear probe 5MHZ
Linear probe 305 MHZ
Sector probe 5MHZ & 12mm
Sector probe 3.5MHZ & 15mm
02-05-00605 | Equipment:- Similator
Company : Semadzio-Japan
Model : SAT –10
X-Ray tube
Circlex 0.8 P38 C-
Max 150 KV
Focaus 0.8 mm
200 KHU Rotating anode X-Ray tube assy
02-05-00606 | Equipment:- Bench centrifuge
Company :Turkish
Model : NF 815 Comm.No.1501
Serial No.2330
Plastic pocket
02-05-00607 | Equipment:-Desferal pump
Battery 9 V Mn , 1604.
Lamp for Microscope (simple) with accessories and spare parts
Spare Condenser for still water
Spare Still body flask water.
Spare Brush for washing machin T.T
Paper Roll for Scanner.
Boiling chamber Spare for water bath.
Electrod for PH meter
Eye pieces for microscope
02-05-00608 | Equipment:Servo ventilator
Company : Siemens-Germany
Model : 900 C
| PC board 765 | 6977599E347E
| PC board755 | 6977854E347E
| PC board762 | 6972079E347E
| PC board761 | 6977953E347E
| PC board 760 | 677938E347E
| PC board 759 | 6977912E347E
| PC board 758 | 6977896E347E
| PC board 757 | 6977870E347E
| PC board 763 | 6980528E347E
| PC board 766 | 6980528E347E
| Pressure transducer | 6395628E037E
| Pressure transducer | 6395628E03E
02-05-00609 | Equipment:Monitor
Company : Siemens-Germany
Model : 403-2P
| Spare part | 8419 640 E2250 A 103
| Spare part | 73 70737 E2250 A10
02-05-00610 | Recommended spare parts &accessories for
Equipment:Glass distillator
Company :Russin
Model:JSC (chim labor pri POR 16)
| Control unit | rQ 2.570.000
| Flow pickup | M 65.132.007
| Float - type flometer | M 65.183065
| Heater (R=520 hm) | M 65.863-060
| Heater (R=550 hm) | M 65863.060.01
| Cooling condenser | M 65-883-233
| Vessel | M65.887-267
| Level regulator | M65.887.268
| Clamp | M66.272.081-01
| Clamp | M66.272.081-03
| Adapter | M66.453.294
| Adapter | M66.453.295
| Ring | M67.396.311
| Casket | rQ8.684.070
| Casket | M68.685.107
| Casket | rQ8.684.071
| Flang | rQ8.230.129
| Flang | rQ8.230.130
| T- piece connector | rQ7.357.251
02-05-00611 | Equipment:X-Ray unit
Company : Siremat Semines/ Germany
Up-grading for X-ray unit
02-05-00612 | Equipment:X-Ray unit
Company : Shemadzo
Up-grading for X-ray unit
02-05-00613 | Equipment:Mammographic unit
Up-grading for Mammographic unit
02-05-00614 | Equipment:Processor
Up-grading for processor
02-05-00615 | Equipment:Automatic Processor
Up-grading for Automatic processor
02-05-00616 | Cooled centrifuge (RC-3C) :
- Compressor (RSN 4- 0100-CAV copeland R502 V:220 PH:1
02-05-00617 | Deep Freeze
- Compressor (1553 8,T13 CAJ 244 6L R502, 220V ,50 HZ, 4.3A Tecumseh
02-05-00618 | - Compressor 8 340 &1N 501 ,8
02-05-00619 | Equipment:Automatic processer
Model:RPX-OMAT Kodak
Marubeni
| Area Acc.Ass.includes PCB 4000 | 562436
| BEARING | 562796
| BEARING | 562908
| BEARING | 594273
| BEARING-Ball | 562416
| BEARING-Ball | 595426
| Belt-Drive | 562876
| Black-Relay | 475498
| Block-Terminal TB9 | 562569
| Block-Terminal TB1-TB4 | 475413
| Block-Terminal TB5 | 475414
| Block-Terminal TB7-TB8 | 475415
| BOX-electrical | 562233
| BOX-indicator | 594505
| Breaket | 474596
| Breaket | 562214
| Breaket | 562215
| Breaket-Dryer roller | 562723
| Breaket-entrance | 594099
| Breaket-Film Guide | 462887
| Breaket-Film Guide | 594233
| Breaket-Ground Support | 562472
| Breaket-Itousing | 594524
| Breaket-Pump | 602755
| Breaket-Support Main Drive | 562639
| Breaker-Circuit CB1 | 579424
| Breaker-Circuit CB2 | 475489
| Breaker-Circuit | 582396
| Breaker-Circuit | 594469
| Bushing | 594240
| Bushing-Gear | 594255
| Buzzer-DS5 | 562244
| Chain-Bead | 562218
| Chain-Deve.rack. | 594284
| Chain-Drive ,Wash rack. | 562819
| Chain-Fixer rack. | 594285
| Chain-Wash rack. | 594266
| Chain.2Sleeve ass. | 562511
| Developer Rack Ass. | 562933
| Developer-to-Fixer Crossover Ass. | 582925
| Digital Panel Meter assem. | 594453
| Drain Valve Assem | 594388
| Dryer Blower Assem | 594305
| Dryer Indicator Box Assemb. | 594389
| Entrance Cross Over Assem. | 594124
| Entrance Roller Assem. | 594189
| Fan-Rep.Pump Motor | 480131
| Fault Monitor –PCB 5000 | 602724
| Filter-Developer | 562790
| Filter-Line | 562289
| Filter-No.3 | 562292
| Filter Cap Assem. | 562553
| Fixer Rack Assem | 562929
| Fixer-to-Wash Cross Over Assem. | 562926
| Flow Switch Assem. | 613385
| Flow Sw.Assem.-Water S9 | 562365
| Fluid Control CT.BD.Assem.PCB 2000 | 602721
| Gauge-Pressure Gear | 619347
| Gear | 594241
| Gear | 613398
| Gear | 613399
| Gear-18 teeth | 594248
| Gear-19 teeth | 594151
| Gear-19 teeth non-Drive | 594297
| Gear-20 teeth | 562615
| Gear-20 teeth | 594351
| Gear-20 teeth | 594254
| Gear-20 teeth with Flange. | 594150
| Gear-Dryer,15 teeth. | 594138
| Gear-Dryer,35 teeth | 594139
| Gear-Gudgoen,Roller no.9 | 594291
| Gear-Main drive Shaft,12 teeth . | 594137
| Gear-Motor,(50HZ,38 teeth) | 562494
| Gear-Shaft (50 HZ,11 teeth) | 562495
| Gear-Worm Lett Hand | 594479
| Gear-worm ,Main Drive | 562543
| Gear-Worm,Right hand. | 594480
| Hand-Motor 2 Gear | 480132
| Heat Sink-U1 | 607798
| Heater-Developer,(R3),Fixer(R4). | 562368
| Heater-Dryer,R2. | 594308
| Holder-Lamp ,for infrared ,LED. | 562452
| IDLER | 594253
| IDLER-Pulley | 562616
| Key-Main Drive Motor | 452044
| Lamp-DS1,DS2….12V DC | 562506
| Motor-Blower ,B1 | 480221
| Motor-Main Drive, B1 | 594378
| NO.19 Roller Assem. | 562837
| Photo Diode-Specail | 562760
| Power Ct.Bd.Assem. –PCB 1000 | 602720
| Pulley 2 Shaft Assem. | 562836
| Recirculation Pump Assem. | 594391
| Regulator – Water Pressure,3-50 Pounds | 480013
| Relay-K1 , 12V DC | 600204
| Relay-K2,Coil :12V DC | 562693
| Relay-K3-K8 . | 562334
| Relay – K9 | 562245
| Relay-Solid State | 621312
| Replenisher Pump Assem. | 594392
| Replenisher Solenoid Valve. Assem. | 562507
| Retainer-Bearing | 594103
| Retainer-Bearing | 594135
| Retainer-Bearing | 602708
| Retainer-Filter Cover | 562484
| Roller-Deflector,Nos.3,21,24,Block | 562338
| Roller-NO.1, | 594396
| Roller-NO.10, | 594343
| Roller-NO.13, | 594344
| Roller-NO.14, | 594334
| Roller-NO.17, | 562914
| Roller-NO.18, | 562910
| Roller-NO.19, | 459379
| Roller-NO.2, | 562394
| Roller-NO.25, | 594271
| Roller-NO.36, | 562916
| Roller-NO.5, | 475453
| Roller-NO.9,Block | 594288
| Roller-NOS.11,29,30 | 562915
| Roller-NOS.20,22 | 562753
| Roller-NOS.23,26 | 562752
| Roller-NOS.27,28 | 562917
| Roller-NOS.34235 | 562863
| Roller-NOS.4,31,32. | 562913
| Roller-NOS.6,7,8. | 492101
| Roller-NO.20 Assem. | 562757
| Roller-NO.21 Assem. | 562333
| Roller-NO.22 Assem. | 562754
| Roller-NO.23 Assem. | 562755
| Roller-NO.24 Assem. | 562868
| Roller-NO.26 Assem. | 562756
| Shaft | 562839
| Shaft | 562864
| Shaft | 562867
| Shaft-Cluster Roller. | 594236
| Shaft-Deflector Roller | 562332
| Shaft-Drive | 562797
| Shaft-Drive | 594229
| Shaft-Drive | 594230
| Shaft-Drive,Wash Rack | 562614
| Shaft-Dryer Belt drive. | 594140
| Shaft-Entrance Roller. | 594133
| Shaft-Exit Roller. | 562778
| Shaft-Impller,……. | 473955
| Shaft-Main Drive . | 594108
| Shaft-Master Roller . | 594242
| Shaft-Rack drive | 594293
| Spring . | 562618
| Spring-Adjusting,….. | 480175
| Spring-Air Tube | 562609
| Spring-Compression,- | 562227
| Spring-Deflector Roller | 562329
| Spring-Dryer Takeup. | 562560
| Spring-Extension. | 459344
| Spring-Extension. | 562500
| Spring-Poppet,Pressure Regulator | 480178
| Spring-Receiving Door. | 562869
| Spring-Replenisher Pump. | 480977
| Spring-Roller. | 594257
| Spring-Solenoid. | 480194
| Spring-Special. | 467843
| Spring-Static……. | 562453
| Sprocket | 613246
| Sprocket-Drive. | 594261
| Stand by ct.BD.Assem.-PCB 3000 . | 602722
| Switch-Inter Lock. | 562369
| Switch-Meter,S15,S16 | 562281
| Switch-Rocker. | 475438
| Switch-S3-S6,Push-Button . | 594470
| Thermistor-Dev.(RT3),Fixer(RT2). | 562366
| Thermistor-Dryer,RT1. | 562370
| Thermostat-S11,…. | 498281
| Thermostat-Over temprature. | 562367
| Thermostat-S12. | 498280
| Thermowell-Dev.2 Fixer. | 607748
| Tinsel-Static……… | 562454
| Transformer-T1,…. | 562246
| Transformer-T2,…. | 184824
| Tube-Air,Plastic | 562761
| Valve-Solenoid. | 562810
| Wash Rack,Assem. | 594129
02-05-00620 | Equipment:Dental X-Ray
Model:XQR-85-8
Company:Quayle dental-Britain
X-Ray Tube Assembly
Exposure Hand Switch Push Button
Timer Selector
02-05-00621 | Equipment:Dental X-Ray
Model:Odontax
Company:C.G.R Italy
X-Ray Tube Assembly
Exposure Hand Switch Control
Timer
02-05-00622 | Equipment:X-Ray midiroll-1 (100 mA)
Company:midicor Hungary
| Single tank with x-ray tube | 02-04-82584
| Correction Switch | 02-04-02507
| Exposure hand switch | 58-2350
| Ralay 48V D.C 3000 | Re-Co To D.C.T GAM-A
Gaid for Bueky Device,size
450x450 mm R. 7:1 Line 281cm
F. D . 100CM
| Electronic Timer AO-1 | 02-04-02506
02-05-00623 | Equipment:X-Ray midiroll (500 mA)
Company:Neo-Diagnomax III midicor Hungary
| Exposure Contactor (AH1) | 58-1834
| Anode-Protective relay SAV-8 220 50HZ (AH6) | SAV-8
| Current relay to check anode rotation VA 31-25, 2.2A 50HZ (AH7,AH8) | VA 31-25
| Fter-exposure blocking SAV-8 190V 50HZ (AH9) | SAV-8
| Timer ratio switch/with vacuum tube Electronic timer of | 56-2156
0.045ec shor-test,exposure time/(AK),ME21-60/uk26/4/
| Mains Correction ratio switch (AK5) | 61-0024/2
Exposure start button GN 1+1 element 250V 6A
(AK7,AK9,AK10)
| Hand switch complete | 56-3571
| Au1,x-ray tube loading control electronic relay | 58-1941/2
| Ao-1,Timer relay unit | 63-0019/2
V1,Vacuum tube EL84
| DG11,high-Voltage generator (N) | 71-8023/2
H.V.Cable Socket/receptacle/for Positive high-voltage cable of working place1 max.80kv(ND1,ND2)
| High-Voltage transformer,max. 135KVp,max. 640MA | Rontgen 58-2275
| (Q1)-x-ray tube shield at working plase1 with rotating-aronde x-ray tube | DR-153,
DR125/30/500
Rotating-arode x-ray tube (QX1)
High-Voltage Cables,8m Length each
| Motor for cassette trolly Ip-1,UM1-9 | 56-5241
Bulb for Diuphram /sr21/6V/25W
Grid for Bucky Device 28L/cm 7:1 ratio
02-05-00624 | Equipment:Automatic Processer
Model:M6AW Kodak RPX-OMAT
Company:Vimed
| A , Roller assembLy | 478467
| B , Roller | 473146
| C , Roller assembLy | 459482
| C , Roller assembLy | 492182
| D , Roller | 492104
| E , Roller assembLy | 462875
| E , Roller assembLy | 467562
| E , Roller assembLy | 492183
| F , Roller assembLy | 467815
| G , Roller assembLy | 470086
| H , Roller assembLy | 458423
| H , Roller assembLy | 492100
| L , and N Roller assembLies | 458949
| T , Roller assembLy | 745453
| T , Roller assembLy | 475453
| Ball bearing – plastic , rack drive | 181613
| Bearing – Ball | 190481
| Bearing – Ball | 192019
| Bearing – Cross over assembLy | 472337
| Bearing – For P , R | 458161
| Bearing – Pulley ass | 469069
| Bearing – Pulley ass | 469079
| Bearing – Rack driver | 470378
| Bearing – Roller | 465361
| Bearing – Roller crossover Assem | 472592
| Bearing – Roller | 458389
| Bearing – Roller | 469648
| Bearing – Roller | 532070
| Bearing – Small Detector Crossover assemb | 474003
| Bearing Assemb | 20347
| Bearing | 1452128
| Bell (DSI) | 452967
| Belt 39-56-in | 621480
| Belt – Blower Motor Main Drive | 474442
| Belt Take – up assemb | 468767
| Blower Motor assem-1725 RPM | 474694
| Blower Motor assem-1725 RPM | 474695
| Break (CB2) – ct.2A | 500340
| Break – ct.CB1 | 184815
| Bushing-Rewet roller | 473220
| Bushing-Tank | 489183
| Cap-Filter assem,developer | 537577
| Capacitor-start-recir.pump motor | 477871
| Capacitor Guard-Drive motor | 476957
| Capacitor Guard | 482375
| Capacitor | 480128
| Chain-Devel | 459263
| Chain-Devel,wash rack assem | 458240
| Chain-Fixer rack drive | 462688
| Chain-Main roller drive | 469349
| Check Tube | 592380
| Check valve | 788401
| Chech valve assem | 458979
| Chech valve assem | 459248
| Comecting Rod 2 Bearing assemb | 594837
| Ct. Breaker-CB3,CB4 | 183836
| Detector Crossover assem | 460506
| Detector Crossover assem | 474476
| Develo.Rack Assem | 478877
| Develo Tube Assem | 470134
| Deve.2 Fixer Tube assem | 621238
| Dev.1 Fixer crosso ver assemb | 474478
| Draiv valve assem | 458980
| Fan | 596646
| Fan-Replenisher | 520381
| Filter-Developer | 562790
| Filter-Air | 591139
| Fixer Rack assem | 513892
| Fixer Tube assem | 470133
| Fixer /wash crossover assem | 514481
| Flooded Replensh .Kit | 495077
| Gear-29 tooth | 458385
| Gear-Helical,crossover drive | 458182
| Gear-Helical,roller drive | 468354
| Gear-Spur | 458382
| Gear-Spur | 458384
| Gear-Squeegee | 470767
| Gear-Worm | 458383
| Gear | 467564
| Heater -Developer | 468521
| Heater-R1,R2 ٌ | 183153
| Idler Roller Assem | 470364
| Idler | 467563
| Kodak Thermostatic | 467631
| Lamp-L1,L2 | 185480
| Lamp-Solid State | 418729
| Light Lock Strip | 469014
| Master Link-Rack drive chain | 454260
| Metering Valve assem | 470115
| Motor(B2)-Main rack drive | 482362
| Motor2 Gear Box-Recircu .Pump | 492227
| Overtemp-Thermostat-Thermowell | 475927
| Overtemp.Thermostat Assem | 475931
| Protector-Thermd | 186169
| Pulley-C2E. | 458901
| Pulley-Belt Toke-up | 458508
| Pulley-Blower Assem | 474692
| Pulley-Blower Motor Drive | 472128
| Pulley-Blower Motor driven | 468332
| Pulley-Blower Motor drive | 474693
| Pulley-drive belt | 458946
| Pulley-Knurled | 474388
| Pulley-Assemb | 469080
| Pulley-Knurled | 474388
| Pulley-Assemb | 469080
| Pulley Assemb | 469070
| Rack Bar and channel | 473597
| Reci-Pump-Ass.-B3 | 418702
| Relay(K2) | 593731
| Relay(K5) | 474114
| Relay(U1) | 593740
| Replenisher Pump (B4) | 477012
| Resistor-Heat-exchanger | 492948
| Roller-C Ass | 459379
| Roller-C,E2 H | 492101
| Roller-E Ass | 467565
| Roller-E,P,R | 467017
| Roller-F Ass | 467015
| Roller-K | 467016
| Roller-detector | 579983
| Roller-detector | 579984
| Roller-Rewet Ass | 460784
| Roller-Wash rack | 474619
| Roller-Wash rack | 474621
| Roller | 470085
| Sahft-C Rouer Ass | 476984
| Segment-chain-rack | 459333
| Spring | 185472
| Spring-Air Tube | 562609
| Spring-Rack drive | 467843
| Spring-Retaining | 508498
| Spring-Roller drive | 459344
| Spring-Squeegee | 474645
| Spring turnaround ass | 467844
| Spring-Valve | 471935
| Sprocket(50HZ) | 469373
| Sprocket-Rack drive | 458187
| Sprocket-Roller drive | 454285
| Sprocket-Roller | 607833
| Squeegee Assem | 470088
| Strainer Assem | 472261
| Strap-Filter Ass | 473117
| Switch(S10)-Detect | 575812
| Switch-S7 | 186153
| Switch Harness Assem | 474119
| Thermometer-Dev | 474165
| Thermometer-Thermostatic | 458928
| Thermostat(S3) | 472992
| Thermostat | 472635
| Thermostat-Developer | 472949
| Thermostat-Dryerheater | 460937
| Thermostat Assem | 418724
| Thermowell | 469193
| Timer Assem | 495093
| Transformer | 184824
| Turnaround Ass | 460422
| Valve-Flow control | 609952
| Valve-Flow control | 181637
| Valve-inlet | 459981
| Valve Repair Kit | 472643
| Valve varistor (RV1) | 583178
| Varistor-RV3 | 474424
| Varistor-RV3 | 583177
| Varistor-Assembly | 418727
| Wash Rack Assemb | 596634
| Well- Thermometer | 474155
| Worm-Left hand rack drive | 458189
| Worm-Right-hand rack drive | 458191
02-05-00625 | Equipment:Operating screen
Company:WHA-10 Shimadzu
| Equipment:C-ARM Stand | 95260-501
| Brake Pedal | 01-95312-50
| Release Pedal | 95314-501
| Bearing | 95319-501
| Bearing 6006ZZ | 03006-030
| Motor 6RK 600A-A | 40380-077
| Micro SwitchZ 15-HQ-21 | 30024-064
| Bearing MB 6030DU | 40167-031
| Bearing NAU 4900RE | 01-01512-50
| Bearing 608 ZZ | 01001-030
| Relay Unit | 96716-501
| BRAKE | 96734-501
| Bearing MB 1020 DU | 40189-031
| Bearing | 9983-501
| Collimator | 95282-501
| Cassette Holder | 96771-501
| Bearing 6006 ZZ | 03006-030
| Bearing 6007 ZZ | 03007-030
| Grid-Jc220,515-23W77 | 72050-046
| Motor-Driven Collimator | 95282-501
02-05-00626 | Equipment:Contorl Box | 96711-501
| Switch Box | 96712-501
| paddle Switch | 03-14079-06
| Paddle Switch | 03-14085-06
| Connector | 02670-070
| Contact | 04264-071
02-05-00627 | Equipment:Contorl Assy.AD100P-3C | 66833-501
| Auto Transformer | 86836-51
| Transformer | 01-46026-07
| Power Unit | 66844-501
| Capacitor Unit | 66857-501
| No Fuse Breaker NF30-CB-2P 20A | 89705-065
| Push Button Switch | 07-54471-06
66879-501
| Memory Control panel | 66877-501
| Terminal Board | 33113-071
| Hand Switch Holder | 63249-501
| Hand Switch Assy | 13675-500
| Foot Switch | 67985-501
| Terminal Board | 33112-071
| Qate Control Assy | 86842-501
| Mother Board Assy | 86875-501
| Power Supply Assy PB-11 | 86894-501
| Power Supply Assy. PB-1 | 86866-501
| Memory Assy.PB-2 | 66869-501
| KV control Assy. PB-3 | 66871-501
| MAS control Assy.PB-3 | 66873-501
| MA control Assy.PB-6 | 66889-501
| Expander Board | 02-65474-50
| Fan | 60403-042
| 25 D711A Transistor | 27711-060
| R,QG-40W 10 Resistor | 50-424202-05
| R,QG-40W5 Resistor | 50-42401-05
02-05-00628 | Equipment:Control Panel | 66879-501
| Push Button Switch | 07-54471-06
| Lamp For Push Button Switch | 02-62965-06
| Resistor ,RS1/2 100 | 00-20510-05
| Capacitor ,CE04W 50V3.3UF | 41132-056
| A/D Converter | 01-66885-50
| Control Panel Board Assy | 67630-501
| MAS indicator Assy | 67632-501
02-05-00629 | Equipment:Memory Control Panel | 66877-51
| Push Button Switch | 07-54471-06
| Lampfor Push Botton Switch | 02-62965-06
| Capacitor | 10-62543-01
| Resistor ,100 1/4P | 00-71010-05
66879-501
| Memory Control panel | 66877-501
| Terminal Board | 33113-071
| Hand Switch Holder | 63249-501
| Hand Switch Assy | 13675-500
| Foot Switch | 67985-501
| Terminal Board | 33112-071
| Qate Control Assy | 86842-501
| Mother Board Assy | 86875-501
| Power Supply Assy PB-11 | 86894-501
| Power Supply Assy. PB-1 | 86866-501
| Memory Assy.PB-2 | 66869-501
| KV control Assy. PB-3 | 66871-501
| High Volltage Transformer Assembly | 01-87695-50
With X-Ray Tube Complete .
| High Voltage Transformer | 67283-501
| Filament Transformer | 6675-501
| MD-100X08C Diode | 14752-060
| O-Ring | 10219-026
| X-Ray Tube | 22885-532
| Bellows | 86486-501
| Terminal Board | 06-30181-07
| O Ring | 10228-036
| Micro Switch | 32226-064
| Sealing Terminal | 66481-501
02-05-00630 | Equipment:CT-Scanner
Model: Somatom HIQ
Company / Manifacturer: Siemens
Quantity: 1
Site: Neurosurgical Hospital
THA 156 CT-103MS
1125660
ASSEMBLY GROUP
7441967
COMI-C D9
8788465
DC MODULE D12
7484652
SWITCH-IN-B. D16
8199689
ROTATION D18
8530024
DIAPHRAGM CONTR. D18
8789158
COORD.-CONTR
7484751
PLUS-CONTR.B.D20
8530065
COORD.-CONTR. D21
1160139
REP PROZESSOR M16 D28
1183156
REP CPU-BOARD
4673976
CONVERTOR;AC-DC
3173929
MICROSWITCH
1070721
COMI-SCS-FIRMWARE
8791030
SCU-FIRMWARE
1160170
DIAZED FUSE
1005370
DIAZED FUSE
3010022
DIAZED FUSE
1009505
FUSE
1068030
FUSE
3032083
LIGHT BARRIER BOARD
8327520
TEMP.-SWITCH F.TUBE
4665105
MICROSWITCH
4664397
BOARD
8530529
BOARD
8530545
REP FILTER-CARD D32
1123632
L.BUFFER B.D4A02
1123947
FUSE
3031168
FUSE
3041837
FUSE ELEMENT
1039650
BOARD
8530644
BOARD
8530701
TIMING-CARD
8530727
TRANSMETTER D15
8530743
FUSE
1003300
DIAZED FUSE
1011147
DIAZED FUSE
1007152
DIAZED FUSE
1010420
DIAZED FUSE
1007145
BOARD
4393708
GAS SPRING
7042583
POTENTIOMETER
8197402
BELT
8435174
POWER AMPLIF.
7424567
BOARD
8326522
BOARD
8790560
KOLDER
8326373
SUPPORT
8435463
STRAP
2021582
INTERFACE BOARD
9351032
POWER SUPPLY BOARD
6931984
ROT.ANODECONTER.BOARD
9102278
THYRISTOR-DIOD(-)CPL
9307430
THYRISTOR-DIOD(+)CPL
9307265
CARBON BRUCH
9017989
TOOTH BELT
6983704
MOTOR
9572827
BOARD
8790669
BOARD
8790701
BOARD
8869653
BOARD
7760655
BOARD
8786774
BOARD
8786543
BOARD
8790933
POWER SUPPLY
3173911
BOARD
3174703
MODULE
7760606
BOARD
8530081
SWITCHING POWER SUPPLY
3167210
REP REGULATOR
7712334
REP BOARD
8725830
REP CENTRAL UNIT D21
8119158
REP SYSTEMIP-186 D29
8720500
REP VP-ZE D30
8041402
REP VP-PIPE 1 D32
8041444
REP VP-PIPE 2 D33
8041469
REP BOARD
8725855
REP FIFO 1M BYTE D65
8719155
REP BOARD
8729568
REP BOARD
8719114
REP BOARD
8719130
REP BOARD
8726549
REP BOARD
8735789
FLOPY DRIVE
4762415
FUSE
3113636
FUSE
4721726
HV TRANSFORMER H1
9017757
02-05-00631 | Equipment:C-arm
Model: SIREMOBIL 2C
Company / Manifacturer: Siemens
Quantity: 1
Site: MOUSEL HOSPITAL
SIREMOBIL COMPACT; 17CM # 50HZ
0044 06 638 RVR21
MEMOSKOP C-E.
044 17 007 RVR21
STANDARED MONITOR 44 CM SMC
044 06 679 RVR21
02-05-00632 | Equipment:EEG
Model: EEG 160-5
Company / Manifacturer: Siemens
Quantity: 1
Site: MOUSEL HOSPITAL
16 CHANNEL EEG REGISTRATION ED24
F01 03 720
ELECTRONIC HEAD BOX
F02 10 025
CONNECTING CABLE FOR HEAD 1-5 M
F03 84 049
POWER CABLE
F08 81 210
PACKS OF Z FOLD PAPER (1000 SH.)
F07 58 252
INSTRUCTION MANUALS ENGLISH
F05 00 161
MOBILE STAND FOR HEAD BOX
F05 03 260
EEG EVALUATION RULER
F05 07 410
UNIVERSAL- HEADCAP SET
F05 01 001
THERMAL PAPER FOR ED 24
F07 58 252
02-05-00633 | Equipment:Radiography
Model: SIREGRAPH / GIGANTOS
Company / Manifacturer: Siemens
Quantity: 1
Site: BASRAH HOSPITAL
SIREGRAPH CF & 33-4, SX65, FLC
044 18 963
INSTALLATION BOARD # CF
044 66 090 RHB32
MULTILINE GRID FIXED # CF
044 22 734
KEYBOARD, ENGLISH
030 63 468 B5110
HARDCOPY INTERFACE, DIG. 26M
011 63 307 X1755
CARRIAGE FOR 1 MONITOR 44CM #CF
044 19 011
SIMOMED 44CM HM + ROT. TILT. CO
044 19 037
DRYSTAR 3000 DIGITAL
051 40 137 Y1990
DRYSTAR 3000 BLUE BASE FILM
051 41 044 Y1990
02-05-00634 | Equipment:Radiography
Model: PANTOSKOP / GIGANTOS
Company / Manifacturer: Siemens
Quantity: 1
Site: BASRAH HOSPITAL
SIREGRAPH CF & 23-3, VDI, LX50#50
044 14 160 UD35N
INSTALLATION BOARD # CF
044 66 090 RHB32
BUCKY WALL UNIT- CX F 70- 150 R #
044 18 815 RVD13
HEAD REST # SG. CF
044 66 074 RHD32
FOOT REST # SG.CF
044 66 058 RHD32
LEG HOLDER # SG.CF
044 66 066 RHD32
FOOT SWITCH F.FLUORSC.+RADIOGR
016 74 808 G5392
02-05-00635 | Equipment:Radiography
Model: BUCKYMATT ORGANOMATIC
Company / Manifacturer: Siemens
Quantity: 1
Site: BASRAH HOSPITAL
MULTIX PRO-P
044 13 063 UB201
POLYDOROS LX50L&THA # M.P,T
044 13 196 UB212
CONTROL CONSOL # LX
011 75 640 X2187
CONTROL CONSOLE CABLE 8M # X
011 70 096 X2076
VERTIX PRO # L
044 15 068 UB207
KLR-GRID PB12/40 F 150CM
089 52 418 G1512
COMPRESSION BELT, CPL
098 15 861 G2079
CASETTE HOLDER WITHOUT CLAMP
054 78 151 G2079
TOMO. HEIGHT-LIGHT LOCALIZER #M
038 34 004 G050G
02-05-00636 | Equipment:Mobile X-Ray
Model: MOBILLETTE
Company / Manifacturer: Siemens
Quantity: 1
Site: BASRAH HOSPITAL
SIREMOBIL COMPACT; 17CM # 50HZ
044 06 638 RVR21
MEMOSKOP C-E
044 17 007 RVR21
STANDARED MONITOR 44 CM SMC
044 06 679 RVR21
02-05-00637 | Equipment:Radiography
Model: KINOGRAPH/HELIOPHOS
Company / Manifacturer: Siemens
Quantity: 1
Site: BASRAH HOSPITAL
SIRESKOPE CX & 23-2, VDI, LX50#50
044 18 609 UD100
CONTROL CONSOLE LX # CX (N)
044 18 690
MONITOR -CARRIAGE 44CM CX(N)
044 18 716 UD143
BUCKYTABLE & BD-STAND # CX (N)
044 18 740 UD108
BUCKYWALL UNIT-CX F70-150 L #
044 18 807 RVD13
HEAD SUPPORT # CX/SX
027 67 304 G2079
SHOULDER SUPPORTS (1PAR) #TABLE
098 15 721 G2079
COMPRESSION BELT, CPL.
098 15 861 G2079
KNEE SUPPORTS (LEFT AND RIGHT)
074 29 426 G2079
FOOT SWITCH FLUORO+RADIOGRAPHY
044 21 900
02-05-00638 | Equipment:Ct-Scanner
Model: MIMOR 3
Company / Manifacturer: Siemens
Quantity: 1
Site: BASRAH HOSPITAL
SOMATOM AR.HPX
044 11 1285 CV213
POWER DISTRIBUTOR 400
044 89 159 CV241
COLOR OPTION PEARL WHITE # AR
044 10 945 CV21A
DIGITAL DOC. CONNECTION # AR
044 89 225 CV853
3D DISPLAY # AR
044 89 191 CV530
DYNAMIC CT # AR
044 89 175 CV251
OPTICAL DISK STORE MOD
044 89 324 CV753
DRYSTAR 3000 DIGITAL
051 40 137 Y1990
DRYSTAR 3000 BLUE BASE FILM
051 41 044 Y1990
02-05-00639 | Equipment:CT-SCANNER
Model:HIQ
Company / Manifacturer: Siemens
Quantity: 1
Site: MEDICAL CITY HOSPITAL
THA 156 CT-103MS
1125660
DIOD
1099258
PAG-ADC-B.D12
1123699
R.BUFFER B.D5A02
1123962
ADAPT. BOARD
1160071
BOARD D43
1160147
BOARD
1160212
PROCESSOR M16 D16
1183172
PROM D3.16 12V
1183305
TRANSFORMER
1274034
POTENTIOMETER
3028099
THERMOSTAT
3054731
THERMOSTAT
3055472
SPOOL POWER D78
3102105
ROCKER SWITCH
3104775
RECTIFIER SET
3109084
POTENSIOMETER
3124906
MICROSWITCH
3143492
POWER SUPPLY
3146222
BOARD
3159704
LINE FILTER
3169893
O-HIGH-VOLTAGE CABLE
4267464
POWER SUPPLY
4661443
MEMORY BOARD
4684080
FIBER OPTIC. CABLE
4695169
BOARD
4785093
CONTROL UNIT
4785127
M CPU MODULE
4785150
BOARD
4785168
BELT 60HZ
4791372
POWER SUPPLY
4799342
MOTOR DC
4799359
TACH. SENSOR
4799391
PROM
5487947
BOARD D2 M.T201
6052380
RECTIFIER BRIDGE+D17
6052406
FUSE
6067110
CONTACTOR
6458645
TRANSFORMER M4
6922496
BELT
7039522
ASSEMBLY GROUP
7439755
SELECTOR
7715337
MEMORY BOARD
7731870
INTERFACE BOARD
7732043
POWER SUPPLY
7757511
POWER REGULATOR
7757933
SELECTOR
7759780
INTEGRATED CIRCUIT
7759822
VARISTOR
8044208
SWITCH
8073728
INTEG.ARTHIM. D22
8119174
BOARD
8199556
BOARD
8199820
CPU BOARD D1
8330003
MOTOR CONTROL BOARD D2
8330029
BOARD
8344905
BOARD
8344921
DIOD CPL
8439960
BOARD
8526501
BOARD SCU D32
8530040
MMXRAM 2MBYTE D2
8584385
MEM.C.TR.2M BYTE D50
8584401
INSMEN 128 KBYTE D8]
8719023
Q-BUS BOARD D13
8720211
BOARD
8721144
COMAD PCB D8
8728412
16 MBYTE RAM D6
8730384
SDC D20
8730400
FRONT ADAPTER BD. D17
8730459
BOARD
8731143
BOARD
8731168
BOARD
8731184
BOARD
8732794
BOARD
8735177
BOARD
8735821
PAL-RAMCON. D71 (VA1)
8737272
MONITOR FIRMWARE
8738676
MONITOR PLUS FIRMWARE
8738684
DIG.CAMERA FIRMW.
8738726
3M DIG. CAMERA FIRMWARE
8738734
BOARD
8786501
POWER SWITCH CONN.
8786659
BOARD
8786840
BOARD
8786865
BOARD
8786881
DISPLAY
8787053
LIMIT VALUE SW. D2
8787079
MONITORING BOARD D3
8787095
PROM
8787111
BOARD
8787426
POWER SUPPLY
8789612
BOARD
8790545
BOARD
8790586
BOARD
8790735
BOARD
8868515
PROM SET D15
8870339
PPU-FW 023/036
8959421
FIRMWARE
8959835
CONDENSER BATTERY
9006479
CONTACTOR
9017468
ISOSTAT
9017849
BOARD
9046780
FUSE
9138199
FUSE
9138207
BOARD
9174780
VOLTAGE REGULATOR
9391830
TOOTHED WHEEL
9567231
BOARD
9567405
FILTER D3 A02
9793266
BOARD D1
9017971
PROM
9129701
BOARD D2
9174731
BOARD D5
6931984
BOARD D10
9351214
02-05-00640 | Equipment:Angiography
Model: ANGIOGRAM
Company / Manifacturer: Siemens
Quantity: 1
Site: AL SHAHEED ADNAN HOSPITAL
MOTOR
9122730
POTENTIOMETER
6974372
BOARD
6863070
MOTOR
9031469
MOTOR
6956668
BELT
6798599
BALL BEARING
6076079
CHAIN
6819858
CHAIN
6819841
SPARE PART KIT
9114695
BALL BEARING
6833503
BALL BEARING
6079990
CONTACTOR
3132446
RELAY
6067714
RESISTOR
6669519
TRANSFORMER
6833321
RECTIFIRE BRIDGE
6775092
TRANSFORMER
6852834
MOTOR
6806426
MOTOR CPL.
6912356
TRANSFORMER
6801294
CIRCUIT BOARD
9006180
BOARD
2893048
BOARD
4700902
BOARD
4757225
BOARD
4766440
BOARD
4757233
BOARD
4757241
BOARD
4737136
BOARD
2893253
BOARD
4737151
BOARD
4757258
BOARD
7174469
BOARD
8384034
BOARD
4382859
BOARD
4762530
BOARD
4766424
BOARD
2893170
REPLACEMENT F.D89
3773830
BOARD
5374392
BOARD
8404840
POWER SUPPLY
3151677
POWER SUPPLY
3151685
BOARD
8032286
BOARD
8605081
REPLACEMENT F.D89
3773830
BOARD
8032203
BOARD
8605065
BOARD
5402748
BOARD UL8A
5436662
BOARD
8337149
BOARD
8337958
BOARD
8030694
TRANSFORMER
3137056
BOARD D9
5402516
BOARD
7301443
BOARD
8353591
BOARD
7381403
BOARD
7381429
BOARD
8188724
BOARD D20
8106171
BOARD
8337164
BOARD
8460545
BOARD
8404329
BOARD D24
7132095
BOARD
8133779
BOARD
8455974
BOARD
8455958
BOARD
8030322
BOARD
7354277
BOARD
8166266
MA-BOARD #PL-LINE
8455727
BOARD
8337206
BOARD
8151946
BOARD
7417405
D53 BOARD
7417421
BOARD
7228091
BOARD
9753476
BOARD D70
8460701
BOARD
3151818
BOARD
3151800
BOARD
3151792
BOARD
3151784
BOARD
8165078
TRANSFORMER
7471915
B771:C772
TRANSFORMER
7470164
TRANSFORMER
7471980
TRANSFORMER
7470149
CONTACTOR
3139805
CONTACT SET
4677167
CONTACTOR
3126349
TRANSFORMER
7258353
RECTIFIER SET
1094648
CONTACTOR
3128683
RECTIFIER SET
3109048
TRANSFORMER
3151289
THYRISTOR
3151263
COIL
8058612
BOARD
8187114
BOARD
8165136
BOARD
7417389
INVERTER
8619975
BOARD
8338261
BOARD D43
8165151
COIL
7416340
COIL
7416399
TRANSFORMER
3151289
COIL
8166597
BOARD
8055956
BOARD
8055931
VARISTOR ESD
3150034
BOARD
8060956
CONTACTOR
3128600
CONTACTOR
3132438
RELAY
1011030
BOARD
8701187
BOARD
8461204
BOARD
4945556
BOARD
1802222
CONTACTOR
3126323
RECTIFIER SET
3002573
DISTRI.STRIP ADAPTER
7210289
EXTENDER BOARD 32/48P
4081824
EXTENDER BOARD
8133944
BOARD
8402265
TUBE ASSEMBLY
8761314
BOARD
8032260
BOARD
8404840
BOARD
8030678
BOARD
8032302
BOARD D2
8072571
BOARD D3
8617524
BOARD
8338626
BOARD D7
8382590
BOARD D8
8604951
BOARD
8105405
BOARD
8619710
02-05-00641 | Equipment:UROLOGY X-RAY
Model: UROLOGY X-RAY
Company / Manifacturer: Siemens
Quantity: 1
Site: AL SHAHEED ADNAN HOSPITAL
UROSKOP D 3, RBV 40
044 90 835 RVL54
UROSKOP D - INSTALLATION PLATE#
044 23 211 RVL54
MONITOR CART#URK D3
044 23 245 RVL54
CABLE SET 26 M # FL-H/MFK
044 90 421 RV041
BASIC EQUIPMENT#URK D3
044 23 260 RVL54
FOOT SWITCH F.FLUOROSC.+RADIOGR
044 16 876 G5392
HEAD WADGE WITH HOLDER#
044 23 286 RVL54
STANDARD SET OF PADDING#URK-D.
044 23 294 RVL54
CHILD LEG SUPPORT INSERTS#URK-D
044 23 310 RVL54
HOLDER FOR PLASTIC DRAIN#
044 23 328 RVL54
PLASTIC DRAIN BAGS (20 PCS.)#
044 23 336 RVL54
ATTACHM. F. PLAST.DRAIN, HEAD#
044 23 351 RVL54
FOOT REST, LONG # URK-D.
044 23 369 RVL54
MICTURITION SEAT, ROTAT.#URK-D
044 23 377 RVL54
PATIENT ARM REST # URK-D.
044 16 884 G5392
INFUSION BOTTLE HOLDER#
044 23 385 RVL54
MEDICAL CREPE PAPER, 59X37CM #
044 23 393 RVL54
COMPRESSION -BELT (OP-RAIL)#
044 23 401 RVL 54
RADIATION PROTECTION, REMOVABLE#
044 23 419 RVL54
HAND RESTRAINTS (2 PIECES) #
044 23 427 RVL54
SHOULDER SUPPORT#
044 23 435 RVL54
02-05-00642 | Equipment:UROLOGY X-RAY
Model: UROLOGY X-RAY
Company / Manifacturer: Siemens
Quantity: 1
Site: AL SHAHEED ADNAN HOSPITAL
MODULARIS URO
055 31 012 J1048
SIREMOBIL ISO-C 23CM # 50HZ
044 16 363 RVR21
MEMOSKOP
044 16 397 RH057
KEYBOARD, UNIVERSAL # SMC
037 78 391 G5429
MONITOR SIMOMED, 44 CM # SMC
044 06 687 RVR21
MULTISPOT 2000-2 # SMC
044 06 711 RVR21
LEG SUPPORT COXAFIX (1 PAIR)#
056 66 255 J1048
CHILD LEG SUPPORT INSERTS#MO
044 16 504RVL13
LOWER BODY PROTECTION#MO
044 16 512 RVL13
PATIENT ARM REST #MO
056 66 305 J1048
ANESTHETIC BRACKET # MO
044 16 520 RVL13
INFUSION BOTTLE HOLDER #MO
044 16 538 RVL13
SHOLDER SUPPORT # MO
044 16 546 RVL13
HOLDER FOR PAPER ROLL
056 66 354 J1048
MEDICAL CREPE PAPER, 9X50 M#MO
044 16 553 RVL13
HOLDER FOR PLASTIC DRAIN #MO
056 66 388 J1048
PLASTIC DRAIN BAGS (20 PCS.) #MO
044 16 579 RVL13
FOOT SWITCH, 8 FUNCTIONS #MO
056 66 404 J1048
HAND RESTRAINTS (2 PIECES) #MO
044 16 587 RVL13
02-05-00643 | Equipment:Radiography
Model: SIREGRAPH D
Company / Manifacturer: Siemens
Quantity: 1
Site: AL SHAHEED ADNAN HOSPITAL
SIREGRAPH CF & 33-4, SX65, FLC
044 18 963
INSTALLATION BOARD # CF
044 66 090 RHB32
MULTILINE GRID FIXED # CF
044 22 734
KEYBOARD, ENGLISH
030 63 468 B5110
HARDCOPY INTERFACE, DIG. 26M
011 63 307 X1755
CARRIAGE FOR 1 MONITOR 44 CM # CF
044 19 011
SIMOMED 44 CM HM+ ROT. TILT. CO.
044 19 037
DRYSTAR 3000 DIGITAL
051 40 137 Y1990
DRYSTAR 3000 BLUE BASE FILM
051 41 044 Y1990
02-05-00644 | Equipment:X-ray Generator
Model: POLYDOROS 50 GENERAL
Company / Manifacturer: Siemens
Quantity: 1
Site: AL SHAHEED ADNAN HOSPITAL
BOARD
4742565
TRANSFORMER
359133
RECTIFIER
3045127
RECTIFIER
3045119
POWER SUPPLY
3151685
BOARD
9746330
BOARD
8458085
FIRMWARE
8695611
BOARD
8458044
BOARD
8458101
BOARD
8593964
BOARD
8458127
MULTIPL.VOLTAGE SUPPLY D5
1293257
TRANSFORMER
8462103
220V BOARD ESD
8693111
BOARD D906
8606063
BOARD
8134173
BOARD
8463374
BOARD D900
8695934
BOARD
8605271
BOARD E 00% ZO1
8692618
BOARD D8
8604951
BOARD
8061509
BOARD
8061566
BOARD
8061582
DEVICE PL
8711384
BOARD
8061624
BOARD
7228117
FIRMWARE
8695728
BOARD
8619470
BOARD
1107734
CONVERTER;AC-DC
3173929
BOARD
8617201
BOARD
8702557
RAM
3166261
BOARD
8702359
SOFTWARE#PL 50 S
8702565
SOFTWARE#PL 80 S
8702573
FIRMWARE
9752247
FIRMWARE
1172985
PROM
3178134
RAM
3166261
BOARD
8460958
BOARD
9746504
BOARD
1172217
FIRMWARE
8695538
BOARD
8702128
PAL SOFTWARE, 80KW#PL80
8706848
FIRMWARE
8703399
BOARD
8697401
PROM
8697419
BOARD
8706541
BOARD
1109847
FIRMWARE
1109854
BOARD
8700726
FIRMWARE
8702599
BOARD
8460743
BOARD
1101588
FIRMWARE VIDOMATIC P
8706020
FIRMWARE
1107072
FIRMWARE
1172993
RAM
3166261
PROM
3178134
BOARD
9745712
FIRMWARE
8695603
BOARD
9746892
FIRMWARE
8618472
BOARD
8606253
BOARD
8606279
BOARD D901
8459810
FIRMWARE
1165138
BOARD D902
8697484
FIRMWARE
1165096
CONTACTOR
3126323
TRANSFORMER
8694523
BOARD
8460768
BOARD
8706509
BOARD
8460800
TRANSFORMER
8698938
TRANSFORMER
1440767
TRANSFORMER
8462475
RECTIFIER SET ESD
7734817
BOARD UL8A
5436662
BOARD
1108559
BOARD
8696106
BOARD
8706558
TRANSFORMER
3151289
BOARD
8617136
INTEGRATED CIRCUIT
4668414
FIRMWARE
8695603
TRANSFORMER
9750407
TRANSFORMER
3151289
INVERTER D66
8061608
BOARD
8455149
BOARD
8324642
BOARD
8383788
RECTIFIER SET
3158318
BOARD
8061103
BOARD
8618381
BOARD
8402232
BOARD
8459695
BOARD
8016412
THYRISTOR
3159449
THYRISTOR
3159431
BOARD
8594111
BOARD
8609125
BOARD
8055931
TRANSFORMER
5722806
BOARD
8161424
BOARD
8055790
BOARD
8619405
TRANSFORMER
3118791
TRANSFORMER
7754484
BOARD
8619421
BOARD
8455420
BOARD
3153301
BOARD
3153293
BOARD
8617300
SERV.BOARD D920
8706418
EXTENDER BOARD 32/48P
4081824
EXTENDER BOARD
8133944
Reitifiers 1&2 filter capacitors w./w2
8459042
TSE +Ignition curcuit D841
8460784
Central unit m6 D810
8593956
Memory D811
8463 457
Filament invertor D820
8459646
Filament control D821
8703365
02-05-00645 | Equipment:Radiography
Model: VERTIX 2 MULTIX H
Company / Manifacturer: Siemens
Quantity: 1
Site: AL SHAHEED ADNAN HOSPITAL
PLANIGRAPHIC EXTENTION # PL-S
8706889
PLANI INTOMATE P#PL-S
8703415
PAL-DIGIMATIC
8711319
CONNECTION THERAPY#PL-S
9752288
LITHIUM BATTERY
3146073
RELAY
3177227
PROGRAM STORE # POLYMATIC
8458432
REP PROGRAM STORE #POLYMATIC
5724752
FIRMWARE VIDOMATIC P
8706020
FIRMWARE
1107072
FIRMWARE
8695603
BOARD
9746892
FIRMWARE
8618472
BOARD
8606253
BOARD
8606279
KK INTERFACE#PROG.REMOT.CONT.
8606295
KK INTERFACE#POLYMATIC SYSTEM
8606311
BOARD D901
8459810
SOFTWARE E INTOMATE P#PL-S
8712051
SOFTWARE 1#INTOMAT P
8607251
PLANI - INTOMAT P
8607269
MF-HIGH TENSION TRANSFORMER
8610339
MF-HIGH TENSION TRANSFORMER
1290043
STARTING DEVICE 50/60 HZ#PL-S
8605669
STARTING DEVICE 20/180 HZ#PL-S
8605461
SOFTWARE STARTING DEVICE # PL
8711384
ASSEMBLY GROUP
8059388
BOARD
8061608
BOARD
8383788
DIAZED FUSE
1010420
DIAZED FUSE
1011147
02-05-00646 | Equipment:Mobile X-Ray
Model: MOBILETT
Company / Manifacturer: Siemens
Quantity: 1
Site: AL SHAHEED ADNAN HOSPITAL
DISPLAY BOARD
9102328
CPU BOARD WITHOUT PROM
9046897
REMODELLING KIT
6081637
SOFTWARE, PROM KIT
6022979
INVERTER UNIT CPL
6968960
CURRENT TRANSFORMER
9041948
I/O BOARD
9138538
CAPACIT.CHARGE BOARD
9174624
DRIVE CIRCUIT
6713077
CAPACITOR 10000 MYF
6597215
POWER DISTREB.FIELD
9336660
TRANSFORMER
9041963
ROTATION UNIT
6953210
AC/DC CIRCUIT BOARD
6899546
FILAMENT BOARD
9006040
ASSEMBLY DETAILS
6088454
02-05-00647 | Equipment:Mobile X-Ray
Model: MOBILETT
Company / Manifacturer: Siemens
Quantity: 1
Site: AL SHAHEED ADNAN HOSPITAL
MOBILETT PLUS
062 15 300 X037E
02-05-00648 | Equipment:C-ARM X-RAY
Model: Siremobile
Company / Manifacturer: Siemens
Quantity: 1
Site: AL SHAHEED ADNAN HOSPITAL
SIREMOBIL COMPACT;17CM # 50HZ
044 06 638 RVR21
MEMOSKOP C-E.
044 17 007 RVR21
STANDARD MONITOR 44 CM SMC
044 06 679 RVR21
02-05-00649 | Equipment:EEG
Model: EEG M/C
Company / Manifacturer: Siemens
Quantity: 1
Site: AL SHAHEED ADNAN HOSPITAL
16 CHANNEL EEG REGISTRATION ED24
F01 03 720
ELECTRONIC HEAD BOX
F02 10 025
CONNECTING CABLE FOR HEAD 1-5M
F03 84 049
POWER CABLE
FO8 81 210
PACKS OF Z FOLD PAPER (1000 SH.)
F07 58 252
INSTRUCTION MANUALS ENGLISH
F05 00 161
MOBILE STAND FOR HEAD BOX
F05 03 260
EEG EVALUATION RULER
F05 07 410
UNIVERSAL HEADCAP SET
F05 01 001
THERMAL PAPER FOR ED 24
F07 58 252
02-05-00650 | Equipment:ECHO
Model: ECH SONOLINE CF
Company / Manifacturer: Siemens
Quantity: 1
Site: MEDICAL CITY HOSPITAL
SONOLINE SIENNA, 230 V
056 84 738 LV600
ENGLISH OPERATING SYSTEM, SIENNA
056 91 865 LH600
ENGLISH TEXT OVERLAY, SIENNA
056 90 891 LH600
7.5L40+ LINEAR ARRAY 7.5 MHZ
051 32 506 LH400
3.5C40+ CONVEX ARRAY 3,5 MHZ
051 32 498 LH400
5.0C50+ CONVEX ARRAY 5.0 MHZ
051 32 514 LH400
6.5EC10 TRANSDUCER ENDO-C
052 60 521 LH900
ENDO-V PROBE FOR PRIMA/VERSA
052 77 640 LH400
ENDO-PII TRANSDUCER 5/7.5 MHZ
045 15 081 LH400
ANALOG COLOR PRINTER CP700,PAL
056 91 931 LH600
VERSA CABLE, RS-232, 9M/25M
052 65 819 LH400
CONTACT SCAN GEL, 5 LITER
045 01 615 LH 032
B&W PRINTER PAPER, UPP-110HA
049 04 699 LZ300
02-05-00651 | Equipment:TRAED MILL
Model: SIRECARD
Company / Manifacturer: Siemens
Quantity: 1
Site: MEDICAL CITY HOSPITAL
MEGACARD BE (EXERCASE)
096 58 774 E285E
WRITING CONSOLE MEGACART
096 58 162 E285E
EARTHING CABLE, LENGTH 5M.
021 71 759 E2018
UNICAR M, UNIT CARRIAGE
093 90 238 E285E
PLASTIC BOX FOR MC 75
064 15 806 E135E
CABLE HOLDING ARM
045 37 965 EH706
PATIENT CABLE PK 200
060 67 404 EH46E
EKG ACCESSORIES 170 B
069 24 633 E101E
DISTRIBUTOR CASE
072 69 707 E3029
TRUNK LEAD FOR PATIENT CABLE
060 67 420 EH46E
PLUG-IN SHORT-CIRCUIT PLUG, 3PCS
060 67 396 EH46E
SET OF PLUG-IN LEADS
060 67 453 EH46E
Z-FLOD CHART PAPER,200 SHEETS
096 57 867 E100E
ELECTRODE CERAM FOR ECG, 125 ML
061 05 696 E101E
DISPOSABLE ECG ELECTR., 25 EACH
060 08 002 EH28E
BURDICK T600 TREADMILL
061 39 422 EH56E
CONNECTION CABLE, LENGTH 5 M
061 39 468 EH56E
02-05-00652 | Equipment:EEG
Model: EEG M/C
Company / Manifacturer: Siemens
Quantity: 1
Site: CONSULTING CLINIC
16 CHANNEL EEG REGISTRATION ED24
F01 03 720
ELECTRONIC HEAD BOX
F02 10 025
CONNECTING CABLE FOR HEAD 1-5M
F03 84 049
POWER CABLE
FO8 81 210
PACKS OF Z FOLD PAPER (1000 SH.)
F07 58 252
INSTRUCTION MANUALS ENGLISH
F05 00 161
MOBILE STAND FOR HEAD BOX
F05 03 260
EEG EVALUATION RULER
F05 07 410
UNIVERSAL HEADCAP SET
F05 01 001
THERMAL PAPER FOR ED 24
F07 58 252
02-05-00653 | Equipment:Radiography
Model: SIREGRAPH / TRIDOROS
Company / Manifacturer: Siemens
Quantity: 1
Site: CONSULTING CLINIC
SIREGRAPH CF & 33-4, SX65, FLC
044 18 963
INSTALLATION BOARD # CF
044 66 090 RHB32
MULTILINE GRID FIXED # CF
044 22 734
KEYBOARD, ENGLISH
030 63 468 B5110
HARDCOPY INTERFACE, DIG. 26M
011 63 307 X1755
CARRIAGE FOR 1 MONITOR 44 CM # CF
044 19 011
SIMOMED 44 CM HM+ ROT. TILT. CO.
044 19 037
DRYSTAR 3000 DIGITAL
051 40 137 Y1990
DRYSTAR 3000 BLUE BASE FILM
051 41 044 Y1990
02-05-00654 | Equipment:Radiography
Model: SIRESKOP/TRIDOROS
Company / Manifacturer: Siemens
Quantity: 1
Site: BAGHDAD TEACHING HOSPITAL
SIRESKOPE CX & 23-2, VDI, LX50#50
044 18 609 UD100
CONTROL CONSOLE LX # CX (N)
044 18 690
MONITOR -CARRIAGE 44CM CX(N)
044 18 716 UD143
BUCKYTABLE & BD-STAND # CX (N)
044 18 740 UD108
BUCKYWALL UNIT-CX F70-150 L #
044 18 807 RVD13
HEAD SUPPORT # CX/SX
027 67 304 G2079
SHOULDER SUPPORTS (1PAR) #TABLE
098 15 721 G2079
COMPRESSION BELT, CPL.
098 15 861 G2079
KNEE SUPPORTS (LEFT AND RIGHT)
074 29 426 G2079
FOOTSWITCH FLUORO+RADIOGRAPHY
044 21 900
02-05-00655 | Equipment:Mobile X-Ray
Model: MOBILETT
Company / Manifacturer: Siemens
Quantity: 1
Site: MANSOUR CHILDREN HOSPITAL
MOBILETT PLUS
062 15 300 X037E
02-05-00656 | Equipment:Mobile X-Ray
Model: MOBILETT 11
Company / Manifacturer: Siemens
Quantity: 1
Site: MEDICAL CITY HOSPITAL
TUBE P 135/30R
1158815
TUBE
6983456
02-05-00657 | Equipment:Radiography
Model: SIREMAT
Company / Manifacturer: Siemens
Quantity: 1
Site: NURSING HOME
SIREGRAPH CF & 33-4, SX65, FLC
044 18 963
INSTALLATION BOARD # CF
044 66 090 RHB32
MULTILINE GRID FIXED # CF
044 22 734
KEYBOARD, ENGLISH
030 63 468 B5110
HARDCOPY INTERFACE, DIG. 26M
011 63 307 X1755
CARRIAGE FOR 1 MONITOR 44 CM # CF
044 19 011
SIMOMED 44 CM HM+ ROT. TILT. CO.
044 19 037
DRYSTAR 3000 DIGITAL
051 40 137 Y1990
DRYSTAR 3000 BLUE BASE FILM
051 41 044 Y1990
02-05-00658 | Equipment:Mobile
Model: MOBILETT
Company / Manifacturer: Siemens
Quantity: 1
Site: NURSING HOME
MOBILETT PLUS
062 15 300 X037E
02-05-00659 | Equipment:C-ARM
Model: SIREMOBILE
Company / Manifacturer: Siemens
Quantity: 1
Site: NURSING HOME
SIREMOBIL COMPACT;17CM # 50HZ
044 06 638 RVR21
MEMOSKOP C-E.
044 17 007 RVR21
STANDARD MONITOR 44 CM SMC
044 06 679 RVR21
02-05-00660 | Equipment:Mimer
Model: mimer
Company / Manifacturer: Siemens
Quantity: 1
Site: M.mousel
Control box 065 89 238
Transformer 066 34 570
Activator 060 86 912
Transformer 066 34 588
02-05-00661 | Equipment:C-ARM
Model: C-arm Xray
Company / Manifacturer: Siemens
Quantity: 2
Site:M.S.A.H
Cable 088 30 960
Board 097 27 595
Board 085 92 552
Board 017 44 838
Board 080 71 201
02-05-00662 | Equipment:CT-Scan
Model: Somatom DR3
Company / Manifacturer: Siemens
Quantity: 1
Gantry
Smi
Table
Control consoil
Generator
Power distributer
Control cabenet
02-05-00663 | Heamo Dialysis Machine Gambro AK10 System
| Power Supply Board (Board1) DFM | K0 4538G
| Motor Control Board (Board2) DFM | K0 4525F
| Analog Guard Board (Board4) DFM | K0 4528E
| Dialuzer Connection Set Red DFM | K1 4081 001
| Dialuzer Connection Set Blue DFM | K1 4082 001
| Pressure Transducer Unit DFM | K0 6510 001
| Snflow Unit Assembly DFM | K1 111 001
| Stirrcr DFM | K0 5320 E
| Return Value Assembly DFM | K0 9098 001
| Flashing Value Assembly DFM | K0 9100 001
| Float Assembly DFM | K1 2021 A
| Main Power compl DFM | K0 7758 005
| Strainer DFM | K0 4646 A
| Pressostat (white) SAGS DFM | K0 4724 001
| Pressostat (orange) HPGS DFM | K0 4723 007
| By Pass Block Assembly DFM | K0 6301 002
| Lamp 36V 30 mA DFM | 100 222 017
| O.Ring DFM | 100 335 001
| T.Connector DFM | 100 334 043
| Angleel Connector DFM | K1 2614 001
| Connector DFM | 100 334 038
| Cabling DFM | K0 5824
| Cabling DFM | K0 4577 A
| Back Plan Board DFM | K0 9064 001
| Nipple DFM | K0 8847 001
| Flow Reducer DFM | K0 5533001
| O.Ring DFM | 100 319 023
| Tube DFM | 100 312 037
| Tube DFM | 100 312 020
| Nipple DFM | K0 989 001
| Nut DFM | 100 316 061
| Suction tube Compl DFM | K1 2054001
| Lamp 14V-80MA BMM | 100 222 016
| Backplan Board BMM | K0 9066 003
| Accumu Lator BMM | K0 8842001
| Muin power compl BMM | K0 8042002
| Motor unit BMM | K0 4566A
| Pump motor assembly BMM | K0 0248A
| Pressure transducer board BMM | K3584 001
| Air detector door BMM | K1 1138 001
| Magnetic unit assembly BMM | K0 4508A
02-05-00664 | Culligan Water Treatment For Heamo Didysis
| R.O Fliter compl | 4406-93
Union Soc BIV 32mm
ELBOW 98 Soc GIV 32mm
TEE 90 Soc TIV 32mm
Valve 25mm (plain)
Valve 32mm (plain)
ELBOW 90 Soc GIV 25mm
Reducing Soc DIV 32x25mm
Union Soc BIV 25mm
ADAPTOR Soc /THR K1FV(1x32)
Valve 20mm
R.O pump Complet
220V-240V 50HZ
2800min-19090-9-00A
1.5kw-IEC 34-cosq 1.00
Type Stainessteel
Loop pump complet
220V-240V-5.5A 50HZ
WO 750 R.pm/2850
Type BC 25 2511/12 Stainessteel
02-05-00665 | Heamo Dialysis Machine Gambro AK10 System
| Fuse 10A 220V- 240V | 100 213 052
| Fuse F Fuse 630MA 220V- 240V | 100 213 042
| Fuse 2-5A 220V- 240V | 100 213 057
| Fuse 3.15A 220V- 240V | 100 213 004
| Fuse IA 220V- 240V | 100 213 007
| Fuse 125MA 220V- 240V | 100 213 055
| Fuse 315MA 220V- 240V | 100 213 010
| Fuse 4A 220V- 240V | 100 213 055
02-05-00666 | Equipment:chair of X-ray unit
Philips
Made in holand 1979 150 KV
Motor for chair of X-ray unit
Type DC 8178
Courant voltage 200 titm 1500
Made in france
02-05-00667 | Equipment: atomic absorption
Model: 2/0 VGP atomic absorption spectrophotometer
Company :cecil
Burner head nitrous oxide head-2”x0.019” single slot
02-05-00668 | EQUIPMENT:AG RECRICULATION FOR AUTOMATIC PROCESSOR
MODEL:FILMIX 90
COMPANY:CGR ITALA
| PCB for digital ammeter | R88-40
| Trans former 5v-15v-220v | R88-100
| Timer QRTT | R88-110
| Gra fhit with screw-bolt | R88-130
| Long-level-transmitter | R88-140
| Middle level-transmitter | R86- 150
| Short level-transmitter | R86-160
| PUMPS Carrent-transmitter tap. | R86-190
| PCB transmitter control | R86-200
| PCB POWER Supply | R86-210
| Engine carrent-taap. | R86-340
| Security switch | R86-350
| Motor-Gear-Box-Assy. | R86-1420
| Disks Assy. | R86-1450
| Pump. | R86-180
| Filter. | R86-410
02-05-00669 | EQUIPMENT:X-RAY HOFMAN
MODEL: S R250 E & SR 300 E
COMPANY: FRITZ HOR‎FMANN)
GERMANY
| X-Ray tube with shield assanbly. | AOR-NT-150
| X-ray tube rotating anode. | AOR/NT-150-30 SS
| SX-ray colli motor | RT300
| X-Ray generator (complete control( | SR360E
| Push Button. | 1-01001-061/01
| Foot switch. | 2410-0401
| Illuminated push button switch. | 5-V 1270
| Protecting diode. | 5-HV 1032
| Magnetic Barke | 4-HG 49 TZ 306
Rine fuse 4A.
Rine fuse 6.3A.
| Transformer | 3-HG 49 TZ 243
| Lamp for illm Push button switch | 01-990 220 v
| Rectifier | 4-HV 1200
| Ball Bearing | EL8
| Ball Bearing | 6001
| Ball Bearing | 16 100
| Light colli motor lamp | 24V 50W
Teahni quesdedtor
Operating switch
Light dimming
Control forscale
Illamination
Mains compepensation
ElectronicTimer for(starting8finising)
OfX-Ray (exposure)
High tersion generator assembly.
High tension cable
Bellow for (X-Ray Tube with shield
Assembl(
Exposure Relay.
Grid for Buky table.
Grid for wall Bueky stand.
Filament Transformer
Spare parts for Dental units and equipment
| Name/Description | Cat. No.
02-05-00670 | Planmeca 2000 dental Chair
| PCB 220 V(old code 6140) | 36140
| prb 25 500 451 16mk mlr2 ica) | 656
| Motor ps-032/220 V/ 2000 ala | 561
| Cover Brown (Foot control) | 430
| Micro Switch | 545
| Bearing Nut | 320
| Lever | 329
| Gear | 340
| Spacer | 404
| Screw din 965m 3 x 30 black | 1590
| Adaptor | 359
| Screw M 6 x 12 din 7991 | 3322
| Lever | 364
| Manual Switch (old code 0006124) | 36124
| Auto Switch (old code 0006125) | 36125
| Button membrane (old code 570057) | 260
| plaug (old code 830122) | 1960
| Casket ( old code 560046 ) | 253
| Fastening clip ( old code 540031) | 257
02-05-00671 | DENTAL UNIT
| Transformer 180 VA / 220 V | 1397
| relay startronic 26021 | 2281
| Fuse Base | 564
| AutoChip PCB 860115 | 25447
| Grip of the Foot Control | 5691
| Spring | 5240
| Pressure Controller | 1878
| Button 70-06511 (old code 00001531) | 7107
| Screw DIN 966 M 4 X 16Zn | 3316
| Axle | 4723
| Adaptor Shank RAL 9002 | 6989
| Suction Bush | 5473
| Intermediate Shank 9002 | 6885
| Stop Cover | 1760
| Console PCB PM 2000 unit | 26248
| Retainer Ring a30 DIN 471 | 741
| Bushing for Console | 50
| Fitter Handle | 5976
| Cuspidor ( ceramic ) | 7563
| Cuspidor ( opal ) | 1413
| Filling Tube | 4651
| Flushing Tube | 4650
| Chuck of the MicroVac | 26117
| Switch 8121j81 | 7062
| Cup | 1484
| Cup for Filter container | 6031
| Timer PCB 1128 - 2 Extended | 26253
| turbine Tube 4 Hole PM 2000 (old code 470011) | 539
| Needle Valve complete | 26108
02-05-00672 | A-DEC Performer II
DENTAL CHAIR
| Back link, tilt (actuator) | 61-2388-00
| Linear act Base 230V, FLD RPR | 61-2470-00
| Tilt actuator 230V (serv repl) | 61-2410-00
| PCA CAC and PFMR 2 chr 100-220V | 61-2512-00
| capacitor 15 MF, 240VAC | 041-504-00
| capacitor 5 - 7.5 mf, 240 VAC | 041-503-00
| Control block assembly | 38-0729-00
| StemAssembly water perf. | 38-0712-00
| StemAssembly air perf. | 38-0713-00
| Water relay assembly performer | 38-0717-00
| Flow control stem (perf PKG 5) | 38-0766-02
| Control block diaphragm (perf PKG 5) | 38-0711-01
| O-ring AS568-004 (PKG of 10) | 030-004-02
| Micro-valve assy., Performer | 99-0627-00
| Horizontal gauge (60 psi, ic) | 39-0822-00
| Knob assy, thmser 10-32 X 50, GR | 027-062-00
| Bite wing viewer lens | 76-8001-00
| 4100K 9 watt fluorescent lamp | 041-501-00
| valve assy WD - surf 6 | 38-0604-00
| Stem with O-rings valve single | 22-0778-00
| O-ring AS568-012, (PKG OF 10) | 030-012-02
| O-ring AS 568-008, (PKG OF 100) | 030-008-03
| Diaphragm ,SQX-013 THK (PKG 50) | 38-0054-01
| Spring 760 ODx47 long | 013-011-00
| Ring return valve stem (FT CONT) | 38-0552-00
| Stem assembly (FT CONT) | 38-0246-00
| Retaining ring internal, 5 OD | 38-0237-00
| Cupfill spout PERF | 12-0985-00
| Bowl rinse spout PERF | 12-0986-00
| Bowl screen (PKG 5) | 75-0035-01
| Drain seal performer cuspidor | 12-0991-00
| Water spout seal perf | 12-0988-00
| Retaining ring internal 75 Din (750 dia. PKG 10) | 010-045-02
| Diaphragm retainer perf | 12-0983-00
| Diaphragm (water mani perf cuspidor) | 12-0982-00
| Air saliva ejector (evacuator assy.) | 11-1105-00
| O-ring AS 568-010, . 239 IDX 070W (PKG OF 100) | 030-010-03
| Jet (Air saliva evacuator) | 11-1108-00
| Cap assy - self-contained water | 14-0408-00
| Kit ( 2 water bot. And 2 caps ) CLEAN WATER SYS. ( old code 14.42900 ) | 90046000
| valve, TGL. 3W.gray | 33-0048-04
| LED ,12V GREEN,1021/1040 | 041-582-00
| rocker switch (SPDT) | 041-512-00
| Fuse, 630 MA, time lag 5*20 mm | 044-190-00
| Air regulater valve (3/8" out) | 24-0372-00
| Gauge PNL MT 0-100 psi KIT | 026-118-00
| Gasket 9 hole | 24-0137-00
| Spring conical 295 / 255 OD | 22-0460-00
| Piston with O-ring Delrin | 24-0132-00
| O-ring AS 568-003, PKG OF 10 | 030-003-02
| Diaphragm (PKG OF 10) | 22-0440-02
| Water shut-off valve (3/8 poly) | 34-0033-00
| Spring conical com 260/350 OD | 013-032-00
| Washer flt,sst 1.00x1.362x0.3 | 004-207-00
| Spring 480 OD x 500 long PKG 5 | 013-100-01
| Cap assy -perf light | 28-1172-00
| Washer, thrust 1.362 OD perf PKG 5 | 28-1175-01
| 125V 20Amp toggle switch | 041-336-01
| 12V., 55Watt Halogen lamp | 041-513-00
| Bulb cap Assembly performer | 28-1213-00
| Reflector shield performer | 28-1166-00
| Handle and reflector ass. | 28-1171-00
| Autoclavable syringe D surf 5' | 23-1114-00
| Syring nut assy. | 23-1090-00
| screw 2-56 syringe PKG 5 | 23-1193-01
| valve assembly btn aclv PKG 2 | 23-1098-01
| Conical spring PKG 10 | 013-064-01
| Tube smooth midwest quad gray | 024-123-02
| Nut handpiece midwest | 98-0190-00
| Termind assy. Midwest quad | 98-0450-00
02-05-00673 | Prostyle Compact
| Transformer MC 0-100-115-230V / 1.3 K | 438066
| Lift Motor | 2322347
| Lift Motor potentiometer cable | 2375012
| Gold Recipient | 251016
| Bowl | 2522321
| Cuspidor seat | 252283
| Cuspidor gasket | 250541
| Deposit cup | 250542
| Tube DIA 11 | 6601
| 2/2 Solenoid valve C132842 DC | 2900316
| Filter | 271003
| Air Filter | 221008
| Water Filter | 221009
| Backrest motor capacitor 10?F | 433044
| Lifting motor capacitor 20?F | 433045
| Software 1.61 or later | 430124
| Main control PCB 115-10-01 | 2311501
| Main Switch | 438020
| Bowl rinse tube | 2822345
| Glass fill tube | 2822346
| Hygiene membrane | 2523655
| Syringe block assembly | 2602313
| Arm assembly | 2600285
| PM 3-Way syringe instrument hose assembly, non-autoclavable | 2600208
| PM Air motor instrument hose | 2600203
| PM F.O turbine instrument hose | 2600200
| PM Scaler - EMS hose | 2900225
| Backrest motor | 2324042
| Position sensor plate | 2522335
| Backrest potentiometer cable | 2375013
| Chair Seat Cable | 2375002
02-05-00674 | DIXI
| Dixi Digital Intra X- ray system | 6001050
| Sensor A2 | 6602102
| Sensor A0 | 6602100
| Sensor Holder set for Sensor A0 | 6002042
| Sensor Holder set for Sensor A2 | 6002062
| Sensor cover Sleaves (500 pcs) | 6001071
| Prostyle Intra X - ray 220 - 240V | 6001002
| Extension Arm std | 6601103
| Extension arm long 84 cm | 6601110
| 30cm ( 12" ) Round Cone | 6001012
| Rinn Collimator 35 x 45mm | 6001021
| Sensor Size A1 | 6602101
| CCD control box | 6602110
| Image grabber PCB | 6311802
| Interconnection cable | 6320060
| Prostyle sync cable | 6320050
| Sensor Holder set for Sensor A1 | 6002052
| Sensor hanger | 6602120
| Dimaxis licences simultaneous users ( net work ) | 6002010
| DICOM licence | 636002
| Export Packing costs for Intra | 6000300
| Dimax for panoramic with ceph fact instld | 600107
| Proscan Multitomographic X - ray 220V | 6000002
| Proscan Cephalostat CA 18 x 24 cm fact. Inst. | 600116
| Proscan Cephalostat CA 8"x10" fact. Inst. | 600117
02-05-00675 | B- Proscan Accessories
| Cassette 15 x 30 cm with high speed screen ( blue senstive ) | 50953
| Cassette 18 x 24 cm with high speed screen ( blue senstive ) | 50954
| Cassette 8" x 10" with high speed screen ( blue sensitive ) | 50961
| Cassette 15 x 30 cm with rare earth screens ( green sensitive ) | 50955
| Cassette 18 x 24 cm with rare earth screens ( green sensitve ) | 50959
| Cassette 8" x 10" with rare earth screens ( green sensitive ) | 50963
| Set of bite pieces ( 100 pcs ) | 50956
| Set of bite registration plates (50 pcs) | 665531
02-05-00676 | Multiscan Imaging Plate Scanner
| 15 x 30 cm plate | 10000399
| 18 x 24 cm plate | 10000400
| 8" x 10" plate | 10000401
| 20 x 30 mm plate | 10000396
| 30 x 40 mm plate | 10000395
| 27 x 54 mm plate | 10000397
| Hygienic envelopes 20 x 30 mm ( 1000 pcs ) | 10000403
| Hygienic envelopes 30 x 40 mm ( 1000 pcs ) | 10000402
| Hygienic envelopes 27 x 54 mm ( 500 pcs ) | 10000406
| Hygienic envelopes 50 x 70 mm ( 250 pcs ) | 10000404
| 30 cm/12 in. rectangular cone | 6001023
| Rectangular collimator 35x45mm | 6001016
| Rectangular coll. 35x45mm Rinn Green | 6001021
| Hook for control panel | 6001014
| Operation light adapter for ceiling mount adap. | 6001015
| Mounting kit for Fixed control panel | 6001020
02-05-00677 | Intrascan W ( 12 plate drum ) | 10000394
| 50 x 70 mm plate | 10000398
| Pcb 220V old code 6140 | 36140
| Prb 25 500 45116 mk mlr2 ica | 656
| Motori BS-032/220V/2000ala | 561
| Cover brown (foot control) | 430
| Micro switch omron | 545
| Bearing nut | 320
| Lever | 329
| Gear | 340
| Spacer | 404
| Screw din 965 m 3x30 black | 1590
| Adapter | 359
| Screw M6x12 DIN 7991 | 3322
| Lever | 364
| Manual switch, old code 6124 | 36124
| Program board 1-prog | 36135
| Luzzani 51 | 9995051
| Luzzani nut no 53 | 9995053
| Bottom membrane | 260
| Plug | 1960
| Gasket | 253
| Fastening clip | 257
| Transformer 180VA 220V | 1397
| Relay startronic 26021 | 2281
| Fuse base | 564
| Autochip pcb | 25447
| Grip of the footcontrol | 5691
| Spring | 5240
| Prussure controller | 1878
| Buttom 70-06511 | 7107
| Screw din 966 m 4x16zn | 3316
| Axle | 4723
| Adapter shank ral 9002 | 6989
| Suction brush | 5473
| Stup cover | 1760
| Console pcb pm 2000 unit | 26248
| Console pcb pm 2000 unit | 741
| Bushing for console | 50
| Filter handle | 5976
| Cuspidor ceramic | 7563
| Cuspidor opal | 1413
| Filling tube | 4651
| Flushing tube | 4650
| Chuck of the microvac | 26117
| Sweitch 8121j81 | 7062
| Cup | 1484
| Cup for filter container | 6031
| Timer pcb 1128-2 extended | 26253
| Tube 4-hole | 1803
| Needle valve complete | 26108
| ENDOSTEAL IMPLANT SYSTEM - Surgical box included instruments for screw root line | 92000500
| SCREW ROOT FORM IMPLANTS ASSORTED | 92000500
| NECKS, ABUTMENTS AND LABORATORY ACCESSORIES (ASSORTED) - Abuttments for screw root implants ass. | 92000500
| 9926 SPS elcomed - 200 operating - unit 200 - 50.000 rpm, with foot speed control, 2 special motors - power output 250 W, torque 10 Ncm - with mounted connection cable, tow sets of spray rubes. Two sets of feed tubes, two sets of tube clampes, handpiece holders, stainless steel tray and stand with hooks. 220 - 240V | 992600
| 28135 SPECIAL MOTOR WITH MOUNTED CONNECTION CABLE, AND QUICK COUPLING. SPECIAL LENGTH 180 CM. | 2813500
| SET OF CONTRA-ANGLES AND HANDPIECES FOR IMPLANTOLOGY, CONSISTING OF EACH 1 PIECE: | 92001200
-S 11 SURGICAL HANDPIECE, SHORT, 1:1
-SL 11 SURGICAL HANDPIECE, LONGT, 1:1
- 985AE SURGICAL CONTGRA-ANGLE, 10:1
- 986AE INCO/EXCO CONTRA-ANGLE, 10:1
- 975AE SURGICAL CONTRA –ANGLE, 20:1
- 988E/KM SURGICAL CONTRA-ANGLE, 40:1
| 9970-E MF-PERFECTA E-TYPE foot control unit compiete with foot lever, clockwise anticlockwise E-motor with ISD coupling connection cable and handpiece holder 220-240V 2000-35000 epm. Power output 95 w. | 997003
| Air motor, LT-25, 20 W performance 4 Ncm Torque, fibre optic, with connection ISO 3964/DIN 13940. | 2518
| AC-20RM AIRMOTOR, up to 20.000 rpm clockwise/anticlockwise. Ritter-midwest 4-hloe connection. | 10012001
| W&H-/104E ROTOQUICK-COUPLING WITH STANDARD 4-HOLE CONNECTION | 402
| WA-62 LT Endo Cursor contra-angle handpiece, 4:1 compact gless rod press-botton chuck system, single spray for hand rood canal canal files. | 10236200
WA-67/1.1 LT Profin contra-angle handpiece, 2:1, movement 1,1 mm compact glass rod single supray, for dentatus - tips
| with PROFIN – Set | 10236702
| WA-67/0.4 LT Profin contra-angle handpiece, 2:1,movement 0.4 mm compact glass rod for dentarus – tips | 10236705
| WA-99 A High-speed contra-angle handpiece, 1:5, press-button chuck system, triple spray, for FG burs. | 10239901
| WA-56 A contra-angle handpiece, 1:1, press-button, chuck system, single spray, for contra angle burs. | 10235601
| WA-62 A Endo Cursor contra-angle handpiece, 4:1, press - button, chuck system, single spray, for hand root canal files. | 10236201
WA-67/1.1 A Profin contra-angle handpiece, 2:1, movement 1.1 mm, single spray for dentatus tips
| with PROFIN set. | 10236703
| TA - 96L SYNEA-turbine, mini,-head, 14W, ballbearing with compact glass rod, press-button cuck system, single spray, spare high pressure bulb with | 10039600
| 934 ROTO QUICK-coupling with standard 4- hole connection, adjustable spray, non-retraction valve. | 93456
| TA-98 Synea HS - turbines,midi - head, 17W, ballbearing, press-button chuck system, triple spray | 10039801
| W&H-/104E ROTOQUICK-COUPLING WITH STANDARD 4-HOLE CONNECTION | 402
| WD-73M ENDO NiTi contra – angle, 70:1, press-button chuck system, for motor speed up to 25.000 rpm ( e.g. airmotors ), for motors with ISO connection according to ISO 3964 / DIN 13940. | 10217302
| WD-74M ENDO NiTi contra - angle,128:1, press-button chuck system, for motor speed up to 40.000 rpm ( e.g. airmotors ), for motors with ISO connection according to ISO 3964 / DIN 13940. | 10217402
| Prophy –Set Prophy contra - angle WP-64M , 4:1, with set of YOUNG cups and brushes | 10216402
Variosuc sucker
02-05-00678 | Equipment: Micro PCV(centrifuge) Model:Nuve NT 715 Company: Nuva sanayimalat neticanet p-s tekfen , Turkey Gasket for capllary holders
Rubber support for motor base
02-05-00679 | Equipment: Heamodialsis machine fresenuis
Model:400813
| Manometer for hydrolics measuring points | 630 109 I
| Test box for 4008B | 672 337 I
| Special key for installing removing the modules | 671 381 I
| Key for lure lock | 630 086 I
02-05-00680 | Equipment: Heamodialsis machine gambro
Model:AK 10
DX multilest meter us in measuring the conductivity,temperature,pressure and PH assciated with hemodialysis delivery machines type gambro
02-05-00681 | Equipment:Centrifuge
Company:Beckman instruments (ireland) INC
Industrial estate
Mervue,galway
Ireland
| Serrated drive belt | 878821
| Speed control board | 329416
02-05-00682 | Transducers for pressure monitoring
02-05-00683 | Temprature probes
02-05-00684 | Transducer pressure cable
4627958 842812
4523551 4527958
4527958 4527958
02-05-00685 | Cartridge for pressure monitoring
a-mod. No. 7370 257 E2258 ser, No.011164 580
b-mod. No. 7370 109 E2255 ser, No.1006412580
02-05-00686 | Patient cable
02-05-00687 | ECG cartrige Model No. 7370 059 E 2254 S.No. 003894513
02-05-00688 | Transducer pressure cable 4627958 , 842812
4523551 , 4527958
457958 , 4527958
02-05-00689 | Equipment:X-Ray
Model:Shemadzio
Long time-I i/p power 100 w 100 v FH-20
Tube 500-C ma Krp 150 no.6271559
02-05-00690 | Equipment: Mobile projector :
Discription:
Halogen - Lamp 24V;40W
Halogen - Lamp (hanaulux-1) 24 V 50W
Battery 12V,12AH NCLCD
Equipment: Suction unit :
Model:ATMOLIT F2
| suction bottle 1.5L | 0.0073
switch on/of
02-05-00691 | Equipment: Suction unit :
Model:ATMOFOTRT E
Company:Drager Austria
Discription:
suction bottle
power switch
02-05-00692 | Equipment: Suction unit :
Model:R P 90
| On/of switch | M008.0384
| suction bottle 3 ltrs | M000.012
filter plate
vacuum regulating valve
motor
02-05-00693 | Equipment: Dental Examination
Model:Dynamica 1033(Kavo)
Supplier:UAMED
| filter | 2101020
| 6-funiction syring(straight)for spray water and air,warm and cold | 5730530
| inra matick-motor 188 4000-40000 r.p.m with intra matic 2-coupling | 6760200
multiflex coupling 455B order no.5531410
power supply board
| pump complete | 210 7800
| lamp 24 V / 7 W | 221 5007
| central print board | 705 2991
| selonoid complete 24 V | 210 7090
| super torque turbine 630 | 553100
| einbau sekrettopf(in german) | 7053811
| turbinns shwinge(in german) | 7053501
| selonoid complete 24 V | 2107060
| micro- switch | 2232107
| schalenablauf(in germany) | 7055592
02-05-00694 | Equipment: drying cabient laboratory 300co
Model:T 50 goE
| main switch,2 pole | 23 180 201
| time switch 24 stol | 23 150 227
| door gasket | 26 466 224
| heating system | 26 466 120
| thermometer | 26 286 236
| temperature contreller | 23 180 317
| contactor | 23 730 533
02-05-00695 | Equipment: Autoclave,tabletop
Model:PS 20-A
| safety valve ven 125/1 | VEN 12511
| thermostat TH 400-1 | 4-N000048
| valve 3VE2, | 0 346200
| MVB 60-100-0-500kpa cc35 | 0 330125
| heating body 2000 W 220V(heater) | 3-N000049
| thermoregulatar TRS 111 up to 143co | 0 345170
| time switch vipo vs 10R 220V | 0 335130
| main switch4-N 44 3957 | 0 420665
| relay RD92 3p 220V,50HZ | 0 345320
| relay TD30KC 220V,50-60HZ | 0 345650
| transister relay RDX 112 KB | 0 345850
02-05-00696 | Equipment:Developing machine kodak RP X-Omat M6AW kodak gas mib.H Eastman kodak company ,parts services 800 lee roa,rochester,new work 14650gas mib.H Company:Vamed
| Gear | 468354
| Roller | 470086
| Detector crossover assembly | 474476
| Developed flxer crossover assembly | 474478
| Fixer/wash crossover assembly | 514401
| Squeloper pack assembly | 514436
| Developed flxer assembly | 474477
| Fixer pack assembly | 512892
| Wash pack assembly | 596634
| Heater(R1,R2)CE winl-weig An Co. rft-140X182 Chromalox,230 V,1550 W uct type | 183153
| Heater eveloper | 468521
| Motor assembly | 468528
02-05-00697 | Equipment:Developing machine
| Belt take-up assembly | 468767
| Thermostate-developer | 472949
| Thermostat(S3) | 472992
Drive belt
02-05-00698 | Equipment:Mobil X-Ray unit Model:KCD-12 MC Company:Toshiba
| Tube X-ray unit model:DRX-822GD | 62077
| Insert model:DR-822G MAX.Voltage:125 KV Facal spot:1.2 | 11445
Key switch use for X-ray controller,mobile unit,ralrography
Lamp swich
High potential cable
PCB-3 charge/ischarge control
02-05-00699 | Equipment:GI -iagnostic table x-ray 1250 mp Model:DG-15DB-6 Company:Toshiba
| Tube X-ray unit model:DRX-3624HC | 35177
| Insert model:DR-3624H MAX.Voltage:150 KV Facal spot:1.2/0.6 | 67311
Push putton swichs for control
Diaphram lamp 12V,50W
02-05-00700 | Equipment:Sonolary.L Model:SAL-35 A Company:Toshiba
Linear array probe PLB 505 S
Prob-plb-508 M
02-05-00701 | Equipment:Urological table,hyyrojust Model:hyrajust II
| Board assembly, level inicator | 235755
| Relay boar assembly,rapra | 235801
| Switch | 80460003
X-ray tube unit Unit moel RX-3624 mc insert model DRX-3624m max voltage 150KV focal spot 1.2/0.6
Timer swich for diaphram lamp
Lamp for diaphram 12 v,50 w
02-05-00702 | Equipment:Tomo-Table Model:622 010 Company:Toshiba
X-ray tube unit Unit moel RX-3624 mc insert model DR-3624m max voltage 150KV focal spot 1.2/0.6
Diaphram lamp 12V,50W
Lamp transformer (Diaphram)
Timer switch for lamp
| Control | 006 248
| Circuit board | 322 869
| Circuit board | 322 866
| Circuit board | 322 867
| Circuit board | 322 868
Switch
Switch
Switch
Photo timer unit PIW-20
Slide-outo transformer
02-05-00703 | Equipment :ECG Apparatus one channel Model :EK41 Address of manufacture : Heuige GMBH
| Display board | 38800708
| Patient cable , 10- wire | 22322601
| Suction electrodes | 21714401
| Instrument - control board | 3880709R
| Print head - control board | 38800711
| Mother board | 38800713R
IC HEF 4532BP .H228510I
Plate electrode
| Power supply board | 38800714
02-05-00704 | Equipment : Electro Pheresis Equipment
| Main board | D914050
| Option board | P914055
| Printer board | P914070
| Trach Detection board | P 914090
| Paper datection board | P914100
| Printer board | P914060
| Key board | P914080
| Complete separation cell | P911000
| Source Lamp | P914170
| Set of 2 magnets | P914162
| Remov Glass plate | P914633
| Screen apllicatorts | P914000
| Micro Applicator Tip | P91417R
| Som of Autom Bridges | P914122
| Som Mic Applicator Tip | P914126
02-05-00705 | Equipment : Instrument Doppler Foetoscpe- Desk Model : D206 Address of manufacture : sonicaid Limited
| Off tchargin on Switch Assembly ( Wired ) | 1300-0036
PCB
| Battery pack | 9640-8001
| Female socket | 1000-0468
Probe
02-05-00706 | Equipment : Instrument Reanimation seinheit PP800 Model :PP800 : Post fach 1339 moislinger Allee 53/55 Address of manufacture : D-400 Lubeck 1
| Lamp HGHL 12V,20W | 2M18653
| Shut off- type dspiration ejector | M 26673
Radiant heator
| Washers | D12142
| Glow lamp | 8300614
Main suitch
hight switch
02-05-00707 | Equipment : Instrument : Defibrillator Model : SCP 851 Address of manufacture : Hellige GMBH
battery Nicd 10N/800 CH 12V, 1,8AH
Pcttient cable
| Power supply board | 38800642
02-05-00708 | Equipment: Instrument : Anaesthetic Machwe Model : SVLLA 808 V Company : Drager Address of manufactre : Drager werk AGLVBECK
Vapor10,1
Sphgmomanometer / anaesthesis timer combination
Flow control valve
Pressure reducer 5/ 1,5 bar
Pressue reducer 200/5 bar
| Set Hose CLIPS | R23495
| HALOTHAN VAPOR 19,3 | DB01088
| Knob | M24403
| Knob | M24407
| Knob | 8405185
| Set WASHERS | D20215
02-05-00709 | Equipment : Instrument : Anactitic machine , mobile Model : Seneced Company : Drdger Adress of manufacture : Drager werk AG
Minute volumeter 2000
Combined blood - pressure gange/ anaesthetic clock
Ventilation - pressare gauge
| Parts for Rotameter tubes | M 23402
| Parts for Rotameter tubes | M23405
| Set O- Rinds | M 24403
| Set O- Rinds | M 23476
02-05-00710 | Equipment : Instrument : Intensive care incubator Model : Intensive incubator 7510 Company : Drager Address : Drager Werk AG Lubeck Federal
| Motor 2700 min complete | 2M 17529
| Heating element for 220 V | 2M 14532
| Sensor Pipe | 2M 16258
| Contact thermometer | 2M16259
| NI- Sensor | 2M16253
| Lamp 1,5 V | 2M 17687
| Signal lamp | 8402110
Electrical Board
02-05-00711 | Equipment : Instrument : Photo Therapy lamp Mobile Model: Photo- therapy unit 800 Company : Drager werk AG , W.C. Heraeus GMBH Adress : Postfach 1339 , Moislinger Alle 53/55
| Durner Q406Z7 | 2M 18785 56001206
| Fan , 15W , 220V d-C/50HZ | 50618151
| Hour counter , 2W 220V d-c /50HZ 56017567 | 56018941
| Thermal switch 1-pole 16A , 250V a-c , 65 C | 56018864
| Switch , 2W ,220V a-c | 56018183
| Ballast , 42W , 0,53A, 220V a-c /50HZ | 56018819 56018924
| Ignition device 4,6A, 220V a-c /50HZ | 56018873
| Plexiglass filter | 2M18783 66011791
02-05-00712 | Equipment : Instrument : Microscope Model : Biovar Quantity inhospitals :11 Adress : Avstria
| Low nottage lamp 6V /10W - Halogen | 860019
Power supply board
| Spring for object Guide | 500-1BMH
| Collimator - Star | 0241-31055
02-05-00713 | Equipment : Instrument : Microscope Binocnlat Model : Reichert Neovar Quantity inhospitals :44 Adress of manufacture : Austria
| Halogen - Low Voltage lamo 6V/10W | 860019
| Power supply board | 3010-31007
| Gear for EW- motion of stage | 4023-11009
| Frosted daylight filter | 8716
Combumation stage No. 29
02-05-00714 | Equipment : Instrument : Centrifuge Model : Haemofuge A Address of manufacture : Heraeus - Christ G MBH
| Micro Switch | 180332
| magnet coil | 110274
| Pair of brushes | 1786
| Motor | 210216
| Anti Vibration | 300057
| Controller Plate | 1261
| Rabber Bowl | 49821
02-05-00715 | Equipment : Instrument : WATER DeST APPARTVS Model : Kottermann Labormobel- Laborapparate 1032 Qty in Hospitale :30 Address of manufacture : Moller- Scherr
| Main switch | 524550
| Contactor | 525213
| Microswitch storage vessel | 229029
| Float ball | 555612
| Excess remperature protection | 515507
| Solenoid valve | 229099
| Cap | 512536
| Heater | 522127
| Magnet - valve | 229029
| Diaphragm | 534301
02-05-00716 | Equipment : Instrument : Centrifuge , Desk top Model : laborfuge A Address of manufactrue : Heraeus- christ GMBH
| Motor | 210166
| Pair of brushes | 1754
| Sealing cap | 230143
| Magnet coil | 110274
| Micro0- switch | 180473
| Potention meter 22K | 200125
| Timer | 130180
| Controllerer plate | 2541
02-05-00717 | Equipment : Instrument : Water Bath Model : D3165type : 304 Qty in the Hospital : 4X8-32 Address of manufacture : Mulaer- Scher
| Mian switch | 524514
| Relay | 525105
Indicator lamp
| Heater | 522188
| Indicator contact thermometer | 515920
| Protection agains over heating | 329407
02-05-00718 | Equipment : Instrument : Spectrophometer Model : PU- 8800 Quantity in the hospital : 8 Address of manufacutre : PYE unieam LTD
| Denaerum lamp | 40116024 2633
| Precessor PCB N1095 | 401179 109543
| Memory PCB N 1142 | 40117911 4263
| Micro switch ( 160 mm ) | 2421200 29722
| Print heat | 401228 350013
| SPEC , Set ( SUB ) PU88109423 | 18800101
| Fan filter | 4011649 56933
| PM Tube | 40116483 4313
02-05-00719 | Equipment : Instrument : Bilirubinameter 4,40311011 Model : Bilimeter Address of manufacture : or the Diagnostic system GMBH
Electrical Board
Cell holder
Callimatar stas
02-05-00720 | Equipment : Instrument : Haemoglobinometer Model : H.G.B.R Serial No. 170785 Qty in Hospital Address of manufacture coulter Electronics Limited
Filter element stem
Over flow filter holder
Curette Drain filter holder
Photo cell
| HGB lamp Assy | 9368592
O-Ring
Green filter
Curtte Housing Assy
Switch
Control LTD
Wait light lamp
Fuse LA Canti
Thermat Cutout Switch
Curette
Main card
High Voltage card
Low Voltage card
Over flow Drain Dispenser
Center Drain Dispenser
02-05-00721 | Equipment : Instrument : Blood gas analyses Model : AVL 945 Qty in the hospital : 1 Address of manufacture : AVL AG
| Extension board 2x64 pol | 45-5022
| SBC-09 - Board | 45-5004
| Thermoprint | 45-5002
| Poweer Board | 45-5003
| Preamp lifier -Board | 45-5021
| Hall- switch | 47-03314
| Heating tube | 47-0307
| Vaccum sensor | 80-1602
| Vaccum pump | 40-1600 A
| Motor | 80-1105
| Valve | 40-1810
| Commatotar stem motor (p) | 47-0301
| Ball - Bearing | 47-0315
| Thermo Fuse | 40-0347
| Tubular lamp | 40-0340
| Transformer | 45-5012
| Thermosensor | 40-0315
| Orifice - Needlle | 40-1304
| Membranes | 40-1602
| Analoye Board | 45-5005
| Barrier | 47-0317
| Display | 45-0803
| Key Board | 45-0801
| Tefelon ( m) | 40-113
| Silicon (m) | 40-0332
| Silicon (m) | 40-1305
| Silicon (m) | 40-1117
| PVC (M) | 47-1806
| PVC (M) | 40-1620
| Tygon (M) | 40-1620
| Tygon (M) | 47-1805
| PK 4 | 1819
| Washer | 40-1308
| O-Ring | 40-1607
| Miniatur valve | 40-0306A
| Thermoprinter | 45-1501
| Magnet | 47-0410
| Magnet | 47-0411
| Magnet | 47-1113
| Magnet | 47-1114
| Magnet | 47-0341
| Air pump | 45-1301
| Miniatur valve | 45-0401
02-05-00722 | Equipment : Autoanalyser Manufacture : Beckmen Model : Astra- 8 Address of manufacture : Vamed 4-406/11 11
| Rapid Kit floppy disc | B669948
Meantenance Kit - GL
Meantenance Kit -Run
Meantenance Kit - CRT
Meantenance Kit - Na.
Meantenance Kit - Prent
Meantenance Kit - Billr
Meantenance Kit - EVZ
Lamp Ass- Source
Tube Assy- Glucose
Rapid Kit - Glucose
Sample - Pump Nodule
Sample - pump funy kit
Board Ass. Power supply
Board Ass.Ram memory
Board Ass. Transport - Ariver
02-05-00723 | Equipment : Automatic Blood cell counter Manufacture : Couiter Model : S- 880 Address of manufacture : Vamed
CPU Board
Waste Chamber
Vacume Isolcter
Over flow accuvette
Manometer
02-05-00724 | Equipment :ECG Monitor one channel Model :SMS 104 Servomed Address of manufacture : Heuige GMBH
| Deflection & high - Voltage | 38800209R
| Deflection & high - Voltage | 38800214 R
| Mother board 4/8 | 38800238R
| Refernce plan of storage Board | 38800382R
| Refernce plan of Digit- display board | 38800382R
| Refernce plan of XY- Amplification board | 38800384R
| Refernce plan of ORS- Triggering board | 38800385R
| Refernce plan of Power - supply Board | 3880036R
| Refernce plan of Power Transistors board | 38800387R
| Refernce plan of High voltage board | 38800387R
| Refernce plan of ECG- amplification board | 388003991R
02-05-00725 | Equipment :Faradic galvanic Model :myoyne mark 2 E.M.S Company:electro medical supplies Green ham limited wantage england
Belt elestaic no.10
Set wire (myodyne)
02-05-00726 | Equipment :Short wave Model :608 no.4 Company:Semens
electrode
02-05-00727 | Equipment :Short wave Model :Inraf (curopuls) Company:Holland Made in:Curapuls 418
| electrode | APP.n12.113
02-05-00728 | Equipment:Operating Projector
lamp
02-05-00729 | Safte red light to the ark room
02-05-00730 | Accessories for Rotork analysis model 400 - CO analyzer (Rotork co ) :- Mannual for model 400dual been infrared analyzer
02-05-00731 | Calibration gas cylinder ( 50 ppm ) pump
02-05-00732 | Calibration gas cylinder for SO2 ambient analyzer type 477 ( Rotork co. ) ( below 1 ppm ) pump.
02-05-00733 | Equipment :Linear accelator 4 million Model :M5167 8.5 volts made in England
| Magnitron osil | 801619 837252
02-05-00734 | Equipment :Operating light (celling) Model :(J14)SHY) type:145B-3B Company:Takizawa
Sealed lamp 730 c (CR:40 watt/24 volt)
02-05-00735 | Equipment :Mobile projector Cat. No.24/35 H Company:Takizawa
Hologen bulb (Apollon) 24 volt/35 watt
02-05-00736 | Equipment : Flame photometer Model : PFP 7 Company: Jenway
Multiturn potentiometer
LED double 7 segment display- red
Fuse 250mA (slow blow)
Fuse 3.15A (slow blow)
Fuse 6.3A (quick blow)
Polytube 1mm ODx 0.5mmID (0.5m long)
Silicon rubber tube
Drain trap
Atomiser assembly
Ignition electrode
Nebuliser cleaning wire (3 x 150mm long)
Knob 10mm
Knob 21.8mm dia. Blank
Transformer 12VA
Rocker switch illuminated - green
Rocker switch bias 1w
Display driver ICL7107
Thermocouple assembly
Adjustable hose clip No. 14
M3x6 skt set cone point, black
M5x6 skt set cone point, black
M14 plain washer zinc
Air regulator assembly
Needle valve assembly
Mixing chamber assembly
Ignition probe
Opto PCB assembly
Display PCB assembly
Power supply PCB assembly
Solenoid valve assembly
Electonic ignition unit
Sodium filter
Potassium filter
Universal joint
8515/8516 Compressor inlet filter
Set of allen key (2.5AF+M3+1.27AF+1.5AF)
Air comprassor
02-05-0737 | Equipment :Hemometer (HB meter) Model : HB-210 Company: ERMA
Bulb
Photocell
Main PCB
Pump
02-05-0738 | Equipment : Flame photometer Model : EEL Company: CORNING
Potentiometer 10kohm
Photocell
02-05-0739 | Equipment :Spectro photometer Model : Spekol 10 Company: CARL ZEISS JENA
Blue photocell
Red photocell
Bulb
Main PCB
Prism
Indicating display
Potentiometer 1kohm
Nobe
Ienses assembly
Main transformer (220-6V)
EK1
Cuvette
02-05-0740 | Equipment :Stewillizing instrument Model : jacob white Company:DARTFORD,KENT(ENGLAND)
Heater 109/S,1500W,240V,GLEND 9.79
02-05-0741 | Equipment :Disitalation instrument (England) distall water Model :14 WSCA (ST 150 SA) Company:JBIBBY / Science prayducts
Floresent heater 3000watt/50/60HZ
Boiler (glass vessel) (ST. 150SA)
02-05-0742 | Equipment :Bi-Dest (Germany) Distallfeel water Model :2102/D3006 Burg wedel GFL Company:
Heater 3.5kw - 16H
02-05-0743 | Equipment :Autoclave (oldtype)(Japan medical instrument) Model :Jim Company: Tokyo-Japan (OMRON)
Heater 4.5kw
Safty valve
Contector 30A
Gas gate
Relay 200V-24V
025-05-0744 | Equipment:Fresenuis dialysis machine 4008B
| Driver assy (degossing) CP1 | 6707671
| Driver assy (flow) CP1 | 6707661
| PCB LP 630 mother board | 6360371
| Art - blood pump module CP1 | 6707451
| Power supply CP1 (230V) | 6724501
| Level detector module CP1 (22mm) | 6731931
| PCB LP 747 distribution board | 6719431
| Cuvette | 6518591
| Degassing orifice | 6518011
| Pressure transducer | 6707141
| PCB 748 display board | 6727211
| Traic | 5304091
| Check valve | 6718321
| Air separation pump CP1 | 6707051
| Enlet hose (red) by meter | 6713621
| Drain hose (black) by meter | 6713611
| Diulyzer holder | 5000251
| Heater rod (1600w / 230v) | 6711681
| Rechargahle battery | 6720291
| Filter CP1 | 6438801
| Filter cartridge | 6438791
| Blood leak detector CP1 | 6517881
| Filter | 6526131
| Suction tube red | 6715301
| Multifunction block | 6714431
| Dialysate filter complete | 6501141
| PCB LP647 power logic A | 641708
| PCB LP624 control board | 6710261
| PCB LP633 snput board | 6704321
| PCB LP632 CPU2 | 6704301
| PCB LP631 CPU1 | 6704281
| PCB LP744 power control 1 | 671987
| PCB LP743 power control 2 | 671985
| PCB LP634 out put board | 6704341
| PCB LP645 with cable | 6710031
| concentrate pump compl | 6739431
| Valve spring set concentrate pump | 6740751
| Valve spring set U.F pump | 673451
| Connecting tube (red) CP1 | 6725371
| PCB LP638 power supply board | 6704421
| PCB LP643 control board | 674428
| Conductivity cell | 5661171
| PCB L644 - 4008B | 676077
| Gear pump PPS CPL. Teflon 4008B | 6751421
| Clip | 670780
| Clip | 671721
02-05-00745 | Equipment:CT scan Model :DR3 Company :Seimens
High Voltimeter regulator
Panadors CT 3/380/420 v
Pluse Out put 20 to 60 KW
Pluse Reprtition frequency VP to 200 Pulses /sec
PluseWidth 1 to 5 ms
Tube voltage 77 to 150 Kv
Tube Current 142 to 625 mA
33 18 425 v 3606
02-05-00746 | Equipment:pulmanery functon test Serial No.(49685) Model :Vitalograph-spirometer Company :Midimate-Irland
Breathing tube
Exhilation vapour filter
Mouth piece
Vitalogram
Graph paper(role)
Instruction book
02-05-00747 | Equipment :Ceramic farnice Company:Qualy dental
Element
S.S.R (heater)
VAC relese valve
S.S.R (VAC)
VAC pump
Power supply board
Temperature controller
Abot switch
02-05-00748 | Equipment :Real time Ultrasound scanner Company:Bruel &Kjaar Model:1849
Vagenal prob type 8538 7MHZ
02-05-00749 | Equipment :lithotripey Company:Semens Model:1998
Spark gap
02-05-0750 | Equipment :Slit lamp Type:Topcon Model :japan
Power unit topcon slit lamp model SL-3D primary=AC 100V,115 V,200 V,220 V and 240 V Adjustable with bulid-in voltage selector 50/60 HZ secondary=AC 4.5 V,6V and 7.5V. Adjustable with rotary switch
Loxeye piece lenses
Topcon slit lamp model SL-3D-lamphouse cover
02-05-00751 | Equipment :D-C Shock Type:S&W
Battery
02-05-00752 | Equipment :D-C Shock Type:C&R
Battery
02-05-00753 | Equipment :Styless Type:S&W
02-05-00754 | Equipment: Heamodialsis machine gambro
Model:AK 10
| Proport. Valve | K05585B
| Conductivity Cell DF/UDM | K04629B
| Power Pack 104.50 BMM | K0 8042002
| Power Pack DF/UD | K0 7758005
| Pressure Transducer Simulator | K06928001
| Temp.Cond.Trim Box | K06935001
| Prom | K13826103
| Dip Shunt | 100206004
| Diva kit | K13505001
| Microprocessor Board 1 | K10229002
| Microprocessor Board 2 | K10229001
| Power Supply Board DFM | K04538011
| Magnet Valve DF/UD | K12291001
| Control Logic Board BMM | K12284003
| Power Supply Board | K04538H
| Blood Leak Detector DFM | K016163001
| Reciever Board | K06183001
| Transmiter board | K06186001
| By bass Block 118.45 | K08400A
| Level Block New DF/UDM | k05571001
| Analog Guard Board DFM | K04528E
| Pressostat L.Block WVLL | K04723001
| Pressostat L.Block WVHL | K04723002
| Motor Control board DFM | K05818B
| Motor Control board BMM | K04475004
| Pressuer Transducer Pump | K0651004
| Valve Unit 114.7 DF/UDM | K08062002
| Fan (cover) AK/10 | 100328013
| Pressure transducer Board | K06170B
| UDM Valve | K05804A
| Over Heat Guard | K07422B
| Motor (Pump) DF/UDM | 100216024
| Instrument panel DFM | K04628C
| instrument panel BMM | K04568C
| Bottom Plate DF/UD | K09064001
| cabling | K04778B
| cabling | K04569A
| Back plant Board | K09066003
| Air Detector Cabling BMM | K09033002
| Interface cable (Cable from Blood Unit Fluid Unit | K06225
| cabling clock | K09062001
| cabling clamp | 100314157
| cabling clamp | 100314158
| Accumulator | K08842001
| Stirrer | K05585B
| Heating cartridge | K04981001
| Degassing unit Assembly | K04621A
| Cable | K09057001
| Pressostat (Orange) HPGS | K04723007
| Pressostat (White) SAGS | K04723001
| Cable Front | K06272001
| Cable | K08351001
| UDM Valve Complet | K05804A
| Unit Kit | K10592001
| Air Fitter | K04749A
| Bus Cabling | K04924A
| Pump Unit Complet | K04585
02-05-00755 | Equipment:X-Ray type:shemadzo
Converter(1000 mA)
02-05-00756 | Equipment :dental unit Model:CS 900 china
Main control panel (p.c board
Auxiliary control panel (p.c board)
covers for main control board
covers for Auxiliary control board
Air filter regulator valve
Air regulator (just attacked with water tank)
Transformer
Pressure Switeh
Cootingfan for compressore
Saftey valve for compressore
Water switeh in foot controller
Air valve in foot controller
Tubing for foot controller
Oil pump for chair
Solenoid valve for chair assy (up-down-front-back)
Air stop valve for clean water tank
Control block in tray
Knob to regulate the output power of the scalar in the back of instrument tray
water regulater in the back of the instrument tray
White blasfic valve ( Air + Water ) in the tray
Handpieces tubing
Board for scalar (Amdent 930)
Board for light cure (Dentsply)
Halogen bulb for light cure
Fan for light cure
3- Way syringe
3- Way syringe tube
scalar complete
Head of saliva ejector
Air break for tray
Tubing between compressor to the cheuir
Electric air switch for ( scalar - chair & other boards ) in the tray
02-05-00757 | Equipment :Eliza System Model:biotest
| Dispenses pump SLT. LAB. Instruments s1tm 8/4R | A-5082 S.N 4040037
02-05-00758 | Equipment :Flouresent microscope Model:Olymps PH2
Filter
Mercury bulb
02-05-00759 | Equipment :Screen C-arm WHA-10 Model:Shemadzio
X-ray tube
02-05-00760 | Equipment :Urology Model:Shemadzio
X-ray tube
Converter high presser 150 Kv
02-05-00761 | Equipment :ECHO Model:Aluka SSD-280
prob Asu -32 H3.5 mHz
prob Asu - 32 H5 mHz
02-05-00762 | Equipment :Sonicate Model:Aluka
Prob Tituo Fu-200
Optic Capacter 33mF 5.5 mf Company:Shyhone cohoda
02-05-00763 | Equipment :MRI
Cardiac option
DICM software
Dragnotic work station
head coil
Synergy coil
Knee coil
02-05-00764 | Equipment :X-Ray for head Model:MEMER III
| RELAY FOR RUNNING TOMOMOTOR M2 | K1
| RELAY FOR STARTING TUBE ARM | K2
| RELAY FOR RUNNING OF MOTOR M2 IN THE FIRST HAND | K3
| EXPOSURE DELAY RELAY IN THE TIMER | K4
| EXPOSURE RELAY | K7
| BLOCKING RELAY FOR MAKING TOMOGRAPHIC | K8
| TOMO AUXILARY RELAY | K9
| LATCHING RELAY FOR CONNECTING OF LOCING K21 | K10
| LATCHING RELAY FOR CONNECTING OF BRAKE K20 | K11
| LATCHING RELAY FOR CONNECTING OF LOCING K16 | K12
| RELAY FOR CONNECTING LIFT MOTOR( M1) DOWN | K13
| RELAY FOR CONNECTING SPEED CONTROL | K14
| LOCKING MAGNET FOR TUBE CARRIAGE | K15
| LOCKING MAGNET FOR CENTRAL ARM | K16
| LOCKING MAGNET FOR CENTRAL ARM | K17
| BRAKE MAGNET FOR TUBE ARM | K20
| LOCKING MAGNET FOR CASSETTE ARM | K21
| RELAY FOR CONNECTING OF LIFI MOTOR (M1) | K22
| MAINS CONTACTOR | K23
| RELAY FOR INDICATING NEUTRAL POSITION | K24
| RELAY FOR CONNECTING BRAKE | K25
| AUX -RELAY | K26
| AUX -RELAY | K27
| RELAY FOR MAKING TUBE | K28
| RECTIFIERS FOR VOLTAGE FIELD ON MOTOR (M1) | L1
| RECTIFIERS FOR VOLTAGE FIELD ON MOTOR (M1) | L2
| DIODE | L3
| RECTIFIER FOR THE LOCKING MAGNETE | L4
| RECTIFIER FOR THE LOCKING MAGNETE | L5
| FREE WHEEL DIODE FOR PROTECTION THYRISTOR | L6
| DIODE | L10
| FROM TOGATHE WITH L4, L5 FULL WAVER BRIDGE | L11
| FROM TOGATHE WITH L4, L5 FULL WAVER BRIDGE | L12
| TRANSIANT LIMITER FOR THYRISISTOR | L13
| LIFE MOTOR FOR THE VERTICAL ARM | MM1
| MOTOR FOR TOMOGRAPHIC MOVEMENT | M2
| SERIES RESISTOR FOR MOTOR M1 | R2
| RESISTOR INDUDED IN FEED - BACK | R3
| SHUNT RESISTOR FOR R8-R9 | R4
| RESISTOR FOR COMPENSATION M1 | R5
| BRAKE RESISTOR FOR M1 | R6
| RESISTOR FROM SPEED CONTROL | R7
| SPEED CONTROL RESISTOR | R8
| SPEED CONTROL RESISTOR | R9
| SHUNT RESISTOR FOR SPEED CONTROL | R20
| TRANSFORMER FOR THE WHOLE ELECTROR UNIT | T1
| RECTIFIER INCLUDED THYISTOR | L7
| RECTIFIER INCLUDED THYISTOR | L8
02-05-00765 | Equipment :Anjio Videomed N
| main Trans former | C 72454 - A 38 - B 17
TR1
| board ST | C 79454 - A 3001- B 804
| board N1 | C72411 - A3 - L74
| board N2 | C72411 - A3 - L84
| board I | C72411 - A3 - L69
| board I | C72411 - A3 - L70
| board NV | C72411 - A3 - L92
| board S | C72411 - A3 - L98
| board H | C72411 - A3 - L53
| board KR | C72411 - A3 - L35
| board DK | C72411 - A3 - L18
| board VV | C72411 - A3 - L53
02-05-00766 | Equipment :C-arm Videomed N
| board Q | C79199 - A3000 - B66
| board VV | C79199 - A3000 - B55
| board H | C79199 - A3000 - B59
| board F | C79199 - A3000 - B79
| board Z | C79199 - A3000 - B50
| Camera deflection | C72389 - A99 - A11
| board S | C9199 - A3000 - B70
02-05-00767 | Equipment :dental unit company:china
Turbine Covr 798 WSH
Covr for Turbine 796 WSH
Kit for Turbine head with O-Ring(798) WSH
Turbine Adaptor
Shoft (small) for angle Handpiece WSH
Shoft (big) for angle Handpiece WSH
Handpiece body WSH
Handpiece head WSH
Covr for handpiece WSH
Handpiece Rotor
02-05-00768 | Equipment :Eliza System Model:Eliza Company :Organon Teknika N.V -Belgum
Aspirating pump
02-05-00769 | Equipment:Electro Surgical Generator ( cautery) Company :VALLEYLAB U.S.A Model :pfizer-force 40
probe eye
02-05-00770 | Equipment:Indirect - ophthal mosccopes Company : Neltz - japen Model :N- 71149
Lamp 6V- 18 W
02-05-0771 | Equipment:Electro Sergery Company :Eschamann Model : DS-302
probe
02-05-0772 | Equipment:operation microscope Company : Seizz - west Germany Model : OPMI - 60F0
Foot Switch
Fiber Optic
02-05-0773 | Equipment:Direct - Ophthal Moscope Company : Welch Allyn U.S.A Model : 4900
Lamp 3v
02-05-0774 | Equipment:Retino scope Company : Welch Allyn U.S.A Model : 8200
Lamp 3v
02-03-0775 | Equipment:Tonometer Company : Topcon-Japen Model : CT-20
Measuring Nozzle ( unit)
02-05-0776 | Equipment:X-ray 500 mAmp Company : SHEMADZO - japan Model : ED125L-WHA10-MD30-ID 150L
X-Ray tube head circlex - 1/2 U 13CN- 25
X-Ray tube head - 1/2 P 18C - 80S
X-Ray tube head complete - MD 100 P / D - 180 Focus 1.8.
X-Ray tube head completeSDO , 0.4/1.5 model AD 100P - 4H For ( WHA - 10 ) serial no. 501 - 674502
H.T.Transformer - for ( ID- 150L) serial no. 509- 29764 -92
H.T.Generator - for ( ED- 125L) serial no.6423609
H.T.Cable - 10 m serial no. 509 - 4198023
H.T.Cable - 2.5 m serial no. 509 - 4198019
Socket for halogin lamp - 500 - 03992
Lamp - G - 30 , 12v , 40 W
02-05-00777 | Equipment:Ultrasound Company : Simens Vaginal Prob. - P/N 4482 287 LH313 Gm/ 0337 DS2 2
02-05-00778 | Equipment:Ultrasound Company :Philips Model : Sono Diagnost 250 Vaginal Prob. -NC/ 9897 000 06031 NC/ 9897 000 05121
Probe evp 500 8 df NC: 9897 000 06 d 31
02-05-00779 | Halogen bulb for C950, C571, C572, C542 &C450
02-05-00780 | Equipment:MRI Model:Magnetom Vision pluse basic 1.5 T Company :Semens Germany
| FAN ASSEMBLY | F9369442
| RFWGD8 02% | F6209448
| GWG D12 | F8931472
| AR DAS CON D14 | F1942814
| SEQUENCER D15 | F8934390
| FUNCT .SUPPLY KSP - A3461/ 0C. | F9332494
| CPU- BOARD | F9379868
| SIAM - C D21 08% | F3286206
| DATA - REC D24 | F1908608
| DATA1/0 -8D30 | F8931372
| MAP 4D55 ESD12% | F5639686
| D70 COMPLETE | F7594558
| CARRIER 10 D118 | F6204976
| SCON D138 ESD04% | F3286242
| GBUS - 2FRONTV. D150 Z01 | F2393510
| M4 - MOD256 D161 03% | F1943460
| CPU - BOARD | F9378050
| HARD DISK 3,5 / 2,1 GB SCSI = ! = | F9382624
| NVRAM | F6034862
| THERMO. SWITCH | F9319924
| TERMINATOR X3D108 | F8929692
| TERMINAT. X1. X2 D109 | F8929742
| MODULATOR D1 | F9348782
| FREQUNCY SYTHES. D3 | F9348746
| RECEIVER MODULE D2 | F9348798
| PROGR. TWO- CH. FILT. D4 | F9372192
| TRACODI D5 | F3273172
| SYSYO D6 | F8934640
| PALIX D7 06% | F3273156
| ISO- B INTERFACE D8 | F8940944
| TUSUPI D1600% | F1912122
| ADC- BOARD D17 | F9374916
| DIFFERENTIAL REC. BOARD D29 | F1923128
| TTL-FOC- CONVERTER D99 | F9528176
| CHECKFAN D15 02% | F6209880
| ARRAY BACKPL. D11 | F3273486
| DISTRIB. MODULE | F9352096
| POWER SUPPLY | F6459160
| POWER SUPPLY | F9323240
| FEED THRU FILTER | F647432
| FIBEROPTIC BOARD D12 | F6214146
| TAX- RECEIVER D9 E06% 1&S | F8938136
| DELAY-BOARD D15 01% | F8924888
| CONTROLLER D2 | F6213854
| SYNCHR. BOARD D3 | F8924542
| LOOPMUX D30 01% | F6211128
| GPC- III D19 | F6211098
| MIXER D4 | F6213886
| SUPERBOARD D17-0160 2% | F6213838
| TRANSF. BOARD D23 | F8942082
| LEM; PAIR | F6480544
| FINA L STAGE | F2883256
| WATERFILTER SET | F7524698
| THERMAL SWITCH | F6421260
| HV CAPACITOR | F6421108
| HUM ADJ.ASSEMBLY | F3113850
| DIRECTIONAL COUPLER | F9506016
| AIR PRESSURE SWITCH | F3110698
| CAPACTIOR | F9594500
| RF- OUTPUT RELAY | F3113734
| CAPACTIOR | F3110780
| TETRODE | F6112270
| HV CAPACITOR | F6421062
| RF- DRIVER ASSY | F10812914
| RF- AMPL.. ASSEMBLY | F3113718
| CONTROL CHASSIS | F8591722
| NVRAM AN8036S/ S1 / S2 | F2283488
| POWER CHASSIS | F8591688
| RF- AMPL.. ASSEMBLY | F3113718
| 2KW PEP RF POW. AMPL. | F10815026
| D2 2358 MODULE | F6457544
| D6 SHIM I/F TEST | F6457560
| D3DC SUPPLY | F8590582
| D7 DISPLAY 2358 | F8590546
| PCB ASSY SHIM D16 | F3290726
| PC ASSY D5- 2358 | F6457508
| D4 CURRENT SINK T | F6457576
| HE COMPR. COOLP. MKII | F5241832
| AIR COMPRESSOR | F8591822
| SERVICE KIT AIRCOMPRESSOR | F2523786
| D22 MOTHER PCB | F8590250
| D20 PROCESSOR PCB | F8590234
| PSU MAP55 | F6457592
| D21 PCA CILLER INT | F6457608
| PUMP, STAINL. STEEL | F8592396
| OVERLOAD CONTACT.6A | F9540040
| TUBING CLIP | F6458150
| CONTROL DISC | F3125038
| DRIVE ASSEMBLY | F6458166
| DISPLACER | F9540138
| O- RING 100X7 | F3125136
| ROT. VALVE | F3125086
| MONITOR B/W (SHIELDED) | F6126948
| KEYBOARD | F10530816
| MOUSE | F9323338
| SCSI-TERMINATOR CNT50 ACTIVE | F9357462
| DRIVE; CD-ROM 32X5,25HH UNIX =!= | F6132616
| DRIVE; MO/ WORM 650MBYTE 5,25 FH RACKMOUNT | F9344786
| BLOWER, 3610 NL | F6032928
| ATG D21 02% | F5640310
| SERAD-II D9 00% | F5637110
| CIB- MR D204 01% | F6209484