## XIII 03-01-0748
SECTION 2 : SEWAGE TRTREATMENT PLNAT AND NETWORK REQUIREMENTS
SECTION 2-1: SPARE PARTS FOR SEWAGE TREATMENT PLANTS AND SEWAGE PUMPING STATION
CODE NO. | DESCRIPTION
03-01-0748 | CIRCUIT BREAKER
03-01-0749 | OVER LOADS
03-01-0750 | CONTACTORS , AC, DC
03-01-0751 | ISOLATERS
03-01-0752 | FUSES , KNIEF TYPE , CYLINDER TYPE
03-01-0753 | PVC CABLES
03-01-0754 | POWER FACTER CORRECTION UNIT
03-01-0755 | LOWER BEARING FOR SCROW PUMP
03-01-0756 | BEARINGS
03-01-0757 | GATE VALVE
03-01-0758 | FUSE BASE
03-01-0759 | WHEELS FOR SETTLING TANKS
03-01-0760 | DIFFERENT TYPE OF ELECTRICAL MOTORS
SECTION 2-2: SEWAGE SUBMERSIBLE PUMPS WITH THE FOLLOWING INSTALLATION
CODE NO. | DESCRIPTION
03-01-0761 | 3 INCH DIAMETER
DN: 80 MM
SOLIDE SIZE: 70- 80MM
H: 16 M Q: 15 I/S
03-01-0763 | 4 INCH DAMETER
DN: 100MM
SOLIDE SIZE: 90-100 MM
H: 20 M, Q : 40 I/S
03-01-0764 | 6 INCH DIAMETER
DN: 150 MM
SOLIDE SIZE: 90-100 MM
H: 10 M Q : 60 I/S
03-01-0765 | 8 INCH DIAMETER
DN: 200 MM
SOLIDE SIZE :90-100 MM
H: 10 M Q: 120 I/S
03-01-0766 | 12 INCH DIAMETER
DN: 300 MM
SOLIDE SIZE 100-140MM
H : 10M Q: 220 I/S
ACCESSORIES:
DISCHARGE ELBOW WITH FLANGE
FLANGE SLEEVE
DISCHARGE HOSE WITH HOSE CLIPS ( L HEAD)
SKIRT BASE
CHAIN WITH SHACKLE
CONTROL PANEL& CONTROL SYSTEM
CABLE TYPE STATING : STAR / DELTA
WET TRANSPORTABLE
CABLE LENGTH 30 M
WITH 20% SPARE PARTS, INCLUDING WIERS FOR MOTOR MAINTENANCE
03-01-0767 | SECTION 2-3: DIFFERENT TYPE OF VERTICAL SEWAGE WITH ELECTRIC MOTORS AND GARDENS
03-01-0768 | SECTION 2-4: DIFFERENT SIZE OF DIESEL GENERATING SET FOR SEWAGE TREATMENT PLANT
03-01-0769 | SECTION 2-5: DIFFERENT SIZE OF DIESEL GENERATING SET FOR SEWAGE PUMPING STATIONS
03-01-0770 | SECTION 2-6: SAFETY REQUIREMENTS FOR SEWAGE WORK
03-01-0771 | SECTION 2-7: SEWAGE TREATMENT COMPACT UNIT FLOW 10000 M3 / DAY POPULATION 50000
03-01-0772 | SECTION 2-8: DIFFERENT TYPE OF PIPES FOR SEWAGE WORK
GRP PIPES
CONCRETE PIPES ,SHIELD OUTER DIAMMETER = 2420MM) , (2000MM) INNER DIAMETER , (3M) LENGTH , WITH PVC INTERNAL LINNING , TO BE DRIVEN BY MICRO TUNNELING MACHINE .
03-01-0773 | DIFFERENT TYPE OF EQUIPMENT FOR REPAIR AND MAINTENANCE OF SEWAGE PIPES
SECTION 2-9: MATERIAL AND EQUIPMENTS FOR SEWAGE WORK
03-01-0774 | CCTV SURVEY STEP VAN :
THE STEP VAN BE DESIGNED FOR EASE AND ACCESSIBILITYTHROUGHOUT . THE INTERIOR IS DIVIDED IN TO THREE ROOMS : DRIVER AREAOPERATOR CONTROL ROOM WITH A PASSAGE DOOR AND AN EQUIPMENT ROOM WHICH IS ONLTILLAL WITH BRACKETS FOR EFFICIENT STORAGE OF SYSTEM ACCESSORIES.
ALL TV CONTROL COMPONENTS SHOULD BE MODULAR IN DESIGN AND ARE MOUNTED FOR QUICK AND EASY OPERATOR INSPECTION . THE EQUIPMENT COMPONENTS ARE:
ROTATION PAN AND TILT HEAD CAMERA FOR INSPECTION 150 10 600 MM
PIPELINE AND ADDITIONAL LIGHTING FOR UP TO 900 MM DIA . PIPELINE
150 TO 450 MM SKID SET
CAMERA MAINTENANCE KIT.
MAINLINE TRACTOR TRANSPORT UNIT WITH CAMERA ERADLE , TRACTOR EXTENSION KIT , TRACTOR
STORAGE RACK , (6) STANDARD KNOBBY TIRES .
HAND HELD AUXILIARY CONTROLLER PORTABLE CONTROL UNIT
8 INCH MONITOR WITH VCR , MICROPHONE AND FOOTAGE DISPLAY .
COMPACT PORTABLE REEL WITH WHEELS WITH 300 M SINGLE CONDUCTOR CABLE CAN
BY PLACED DIRECTLY OVER MANHOLE AND / OR VEHICLE MOUNTED .
DOWNHOLE ROLLERS, SINGLE MANHOLE SETUP INCLUDING TOP MANHOLE ROLLER , DOUBLE ROLLER
MANHOLE HOOKS, EXTENSION POLE , GRAB HOOK BUMPER ROLLER LOWERING ROPE.
HAND HELD TITLE GENERATOR
CABLES INCLUDING TEST CABLE, CABLE KIT,TRUCK INSTALL AND AC POWER CORD.
4 NO. KNOBBY BALLOON TIRES
MANUALS & VIDEOS INCLUDING TRACTOR MANUAL,MAINLINE
OPERATIONS MANUAL AND VIDEO, PIG TAIL & LIGHT BULB
REPLACEMENT VIDEO.
HIGH RESOLUTION IN MINI MAINLINE CAMERA AND 45M PUSH CABLE WITH TRACTOR
ADOPTER TUBE FOR INSPECTION OF 75 TO 300MM PIPELINE
03-01-0775 | MULTI GAS DETECTOR -4 GASES SUITABLE FOR SEWER AND CONFINED SPACE, AND BREATHING EQUIPMENT TO BE USED IN THE REPAIR AND MAINTENANCE OF SEWAGE PUMPING STATIONS AND SEWAGE NET WORKS AND MANHOLES CLEANING
03-01-0776 | FLOW GAGES TO MEASURE FLOWS IN WASTEWATER COLLECTIONSYSTEMS. THE EQUIPMENT SHALL BE CAPABLE OF COLLECTING DEPTH AND VELOCITY MEASUREMENTS AT PRE-SET INTERVALS SUCH AS 1.0,2.0 2.5,5.0 AND 10 MLNULCE IEPORL AND ANALYSES FLOW DATA IN FORM OFHOURLY ,DAILY,WEEKLY,MONTHLY ROORDS AND HYDROGRAPH.IT SHALLBE ABLE TO PERFORM REMOTE EQUIPMENT DIAGNOSTIES TO CONFIRMSENSOR ACCURACY AND SELECT USER- DEFINED REPORTING FORMAT
03-01-0777 | RAINFALL GAUGES:THE EQUIPMENT SHALL BE CAPABLE OF COLLECTING,REPORT AND ANALYZE RAINFALL DATA AND PRESENT THE INFORM
SECTION 3 : MACHIINARY AND EQUIPMENT
1. WHEEL LOADER QTY 30
CODE NO. | DESCRIPTION | QTY
03-01-0778 | ENGINE : DEESEL-6 CYLINDER ,INLINE , 4 STROCK , DIRECT INJECTION
WATER COOLED , TROPICAL
POWER : NOT LESS THAN 160 HP
OPERATING WEIGHT: 12-15 TON
MANUAL HUDRAULIC OPERATION
BUCKET CAPACITY (2.2- 2.6) M3 WITH TEETH AND CUTTING EDGE FOR
GENARAL PURPOSE
GRADABILTY : NOT LESS THAN 20 DIGREE
WITH CABINET AIR CONDITION
20% SPARE PARTS
2. GRADER QTY 10
CODE NO. | DESCRIPTION | QTY
03-01-0779 | ENGINE :DEISEL ENGINE CYLINDER, DIRECT INJCTION WATER COOLED TROPICAL
POWER : (140-160) HP
MANUAL HYDRAULIC OPERATION
NO OF WHEEL 6
HYDRAULIC BRAKE SYSTEM
CHAIN FOR CONNECT REAR AXLE
WITH CABINE
20% SPARE PARTS
3. TRUCK TRACTOR EQUIPPED WITH 50 TON SEMITRAILER
CODE NO. | DESCRIPTION | QTY
03-01-0780 | 6×4 REAR TANDUM DRIVE QTY 4
ENGINE: DIESEL ENGINE, WATER COOLED DIRECT INJECTION , TROPICAL
POWER : NOT LESS THAN 300 HP
GEAR BOX: MANUAL
3.5 FIXED FIFTH WHEEL
TIRE 1200 ×20 OR 1200×24
LOW BED : 3 AXLE , 4 WHEEL IN EACH
FLOORING :FULLY COVERD WITH CHEQUER STEEL PLATE
KINGPINS 3.5 INCH BOLTED TYPE
TYRES 1200×20 , 18PR,
TOW LANDING GEAR MANUAL OPERATED
WIDTH ( 280- 300) MM
LANDING PLATE FORM LENGTH (7-8) M
LANDING PLATE HIGHT (880-1000) MM
BRAKING SYSTEM
ELECTRIC SYSTEM
LOADING RAMPS WITH SPRING ASSISTED , STEEL PLATE COVRED
EASILY OPERATED MANUALY
2SPARE TYRES FOR LODDER AND FOR TRUCK
2 SPARE TYRES CARIER
20% SPARE PARTS
CABIENT AIR CONDITION
4. CEMENT FILLER TANK TRUCK 6×4 QTY 10
CODE NO. | DESCRIPTION | QTY
03-01-0781 | ENGINE : DIESEL , DIRECT INJECTION, 6 CYLINDER , WATER COOLED TROPICAL
POWER : NOT LESS THAN 300 HP
GEAR MANUAL
CLUTCH DRY PLATE
PAY LOAD NOT LESS THAN 40 TON
FIXED FIFTH WHEEL 3.5 INCH , CABINET , AIR CONDITION
TANK SPICEFICATION
CAPCITY 35 M3 STRAIGHT TYPE
EGUIPPED WITH COMPLET DISCHARGE SYSTEM
WITH AIR COMPRESSOR ,(7- 10) BAR DISCHARGE 20 M HIGHT
AIR COOLED DIESEL ENGINE (60-70) HP
TOW SPARE TYRES WITH CARRIER
FIRE EXTINGUSHER TOOLS
TOW LANDING STAND MANUALY OPERATED
20% SPARE PARTS
5. FULL HYDRAULIC TRUCK CRANE 8×4 30 TON , QTY 4
CODE NO. | DESCRIPTION | QTY
03-01-0782 | ENGINE : DIESEL ENGINE , DIRECT INJECTION , WATER COOLED ,TROPICAL
6 CYLINDER
POWER :250 HP
GEAR MANUAL WITH PTO
CLUTCH DRY TYPE
TELESCOPIC
SWING CONTINOUSE 360 DEGREE EGUPPIED WITH NORMAL, CLOSED BRAKE
4 LEGS AND GOOD SAFTY SYSTEM
LIFTING WEIGHT 30 TON
LIFTING HIGHT 24 M
WITH CABINET AIR CONDITION
12 TYRE 1200 ×20
10% SPARE PARTS
6. WHEEL EXCAVATOR QTY 20
CODE NO. | DESCRIPTION | QTY
03-01-0783 | ENGINE : DEISEL , 6 CYLINDER , DIRECT INJECTION , WATER COOLED , TROPICAL
POWER: NOT LESS THAN 150 HP
MANUAL HYDRAULIC OPERATION
OPERATING WEIGHT (14-15) TON
2 BUCKET (0.5,0.8-1) M3 WITH TEETH
DIGGEING DEPTH (5-7) M
MAX DIGGING REACH (7.5-9)M
DOZER PLATE
2 HYDRAULIC LEGS
JACK HUMMER
CABINET AIR CONDITION
20% SPARE PARTS
7. DRINKING WATER TANKER 6×4 QTY 20
CODE NO. | DESCRIPTION | QTY
03-01-0784 | ENGINE :DIESEL , DIRECT INJECTION , 6 CYLINDER , 4 STROCK , WATER COOLED , TROPICAL
POWER : NOT LESS THAN 300 HP
CLUTCH DRY
GEAR MANUAL
TRYES 1200 ×20 WITH SPARE TYRE
SPARE CARRIER
TANK: CAPACITY 16000 L
STEEL THICKNESS , NOT LESS THAN 5 MM WITH INSIDE BAFFLE PLATE
TOP MANHOLE
ONE PUMP PTO OPERATED,CENTRIFUGAL TYPE 60 M3/HR
10 M HEAD WITH DELIVERY HOSE (1.5) INCH , 20 M LONG
REAR DISCHARG VALVE 3 INCH HOSE , 5 M LONG
FRONT SPRAY SYSTEM
20% SPARE PARTS
8. ROAD SWEEPERS QTY.50
CODE NO. | DESCRIPTION | QTY
03-01-0785 | CHASSIS CAB: 4×2 (LEFT AND RIGHT STEERING)
PALLOAD : 5-7 TON
FRONT ENGINE :
DIESEL WATER COOLED , 6 CYLINDER , DIRECT INJECTION PUMP, TROPICAL
POWER : NOT LESS THAN 160 HP
BODY CAPACITY: 6-7 M3
WATER TANK : 1-1.2 M3
SUCTION PIPE: 200-250 MM DIAMETER
DSIDE BRUSH :700 MM DOUBLE SIDE
CENTER BRUSH : 400MM ×1300-1500MM
AUXILIARY ENGINE :
DIESEL , 4 CYLINDER WATER COOLED TROPICAL
DIRECT INJECTION PUMP
ENGINE POWER NOT LESS THAN 80 HP
EQUIPPED WITH REAR SUCTION HOSE WITH 20% SPARE PARTS
9. TIPPING TRUCK QTY 40
CODE NO. | DESCRIPTION | QTY
03-01-0786 | GHASSIS : 4×2
ENGINE : 4 STROCK , 6 CYLINDER , WATER COOLED TROPICAL
POWER : NOT LESS THAN 260 HP
CLUTCH : SINGLE PLATE
GEAR BOX : MANUAL
PAYLOAD: (8-10) TON
TYRE SIZE : 1200×20 DISC TYPE
BODY CAPACITY : 8M3
7 MM PLATRORM , 5MM SIDES, 20% SPARE PARTS
10. SELF PRIMING MOTOR PUMP SET -4" QTY 15
CODE NO. | DESCRIPTION | QTY
03-01-0787 | ENGINE : AIR COOLING , DIRECT INJECTION , DIESEL , 2 CYLINDER INLINE
(30-35) KW
ELECTRIC MOTOR START
PUMP: Q =NOT LESS THAN 150 M3/H , H= 20 m
SELF PRIMING WITH VACUM SYSTEM, IMPELLER CAST IRON HIGH QUALITY
SOLID HANLING O= 50MM
INLET 4 INCH WITH 4 PVC RUBBER HOSES 5M LONG -2 CLAMPS
OUTLET 4 INCH WITH 2 PVC RUBBER HOSES 10M LONG - 2CLAMPS FLEEXIBLE COUPLING
DRAW BOX , AXLE AND WHEEL TYPE TRACTOR WITH FRONT LEG
SELF PRIMING MOTOR PUMP SET 6 " QTY 20
ENGINE : AIR COOLING DISELE , DIRECT INJECTION , 3 CYLINDER INLINE
(55-60) KW
12 VOLT ELECTRIC MOTOR START
PUMP: Q=NOT LESS THAN 300M3/H, H=20M
SELF PRIMING WITH VACUM SYSTEM .
IMPELLER HIGH QUILTY CAST IRON SOLID HANDLING O= 75MM
INLET 6 INCH WITH 4 PVC RUBBER HOSES 5M LONG - 2 CLAMPS
OUTLET 6 INCH WITH 2 PVC RUBBER HOSES 10 M LONG -2 CLAMPS
FLEXIBLE COUPLING
DRAW BAR , AXLE AND WHEEL TYPE TRACTOR WITH FRONT LEG
SELF PRIMING MOTOR SET 8" QTY 15
ENGINE : AIR COOLING , DIRECT INJECTION - DIESEL , 4 CYLINDER INLINE (75-80)KW
ELECTRIC MOTOR START
PUMP: Q=NOT LESS THAN 500 M3/H , H=15M
SELF PRIMING WITH VACUUM SYSTEM
IMPELLER CAST IRON HIGH QUAILTY SOLID HANDLING O= 60MM
INLET 8 INCH WITH 4 PVC RUBBER HOSE 5M LONG AND 2 CLAMPS
OUTLET 8 INCH WITH 2 PVC RUBBER HOSE 10 M LONG AND 2 CLAMPS
FLEXIBLE COUPLING
DRAW BOX , AXLE AND WHEEL TYPE TRACTOR WITH FRONT LEG
11. MOTOR CYCLE 250 CC QTY 200
CODE NO. | DESCRIPTION | QTY
03-01-0788 | WITH SIDE CARRAGE ONE SEAT
PETROL ENGINE , 4 STROCK , AIR COOLED
2 CYLINDER
POWER : NOT LESS THAN 35 HP
3 TYRE AND 1 SPARE
FRONT WIND SCREEN
WITH ALL ACCESSORIES AND 20% SPARE PARTS
12.MENTINANCE TRUCK 4×2 QTY 8
CODE NO. | DESCRIPTION | QTY
03-01-0789 | ENGINE : DIESEL , DIRECT INJECTION , 6 CYLINDER , WATER COOLED TROPICAL
POWER (130-150)HP
GEAR MANUAL
CLUTCH DRY PLATE TYPE
PAYLOAD :(4-6) TON
BODY
FLOOR :COVERED WITH STEEL PLATE AND PROVIDE WITH CANOPEY AND
MOVABLE SIDE AND REAR DOOR 50 CM HIGHT
SUITABLE CRANE FOR LIFTING GREASE AND OIL TANK
FOUR TANK WITH COVER 200 L CAPACITY FOR EACH AND 4 PLACE TO FIXED AT
THE FLOOR OF BODY
AIR COMPRESSER (7-10) BAR WITH DIESEL ENGINE , AIR COOLED (30-40) HP
GREASE PUMP AND 3 OIL PUMP WORKING BY AIR PRUSSER FIXED FOR EVERY TANK
AND PROVIDE WITH HOSE AND GUN FOR EVERY ONE
13. FIELD VEHICLE, DOUBLE CAP ,PICK -UP
CODE NO. | DESCRIPTION | QTY
03-01-0790 | FIELD VEHICLE, DOUBLE CAP ,PICK -UP
ENGINE: PETROL, 4 CYLINDER,IN LINE ,WATER COOLED,
POWER: 120-140 HP FOUR STOKE
CLUTCH:DRY SINGLE PLATE
GEAR BOX: 5 SPEED MANUAL
DRIVEN TYPE:REAR -WHEEL DRIVE
SEATS: 5
STEERING :POWER STEERING , L.H DRIVE ,RACK AND PINION,DOUBLE CAP , PICK UP WITH
FOUR DOORS WITH AIR CONDITIONING , FIFE DISTINGUISH , RADIO CASSETTE
WITH 20% SPARE PARTS FOR 2 OPERATING YEARS
14. SPARE PARTS FOR MACHINARY AND EQUIPMENT
1. SPARE PARTS FOR STYRE GARBAGE AND CRANE , MODEL WD615.61
CODE NO. | DESCRIPTION | PART NO. | QT
03-01-0791 | SHAFT
03-01-0792 | BEARING
03-01-0793 | IMPELLER | 61500060030
03-01-0794 | FUEL FILTER | 6140800205
03-01-0795 | OIL FILTER | AZ1500079001
03-01-0796 | ROTOR OF STARTER | 61500060736
03-01-0797 | SMALL SELONOIDE | 61500060743
03-01-0798 | BIG SELONOIDE | 61500060743
03-01-0799 | O RING
03-01-0800 | CONTROL HYDROLIC
03-01-0801 | MAIN CONTROL
03-01-0802 | CLUTCH DISK
03-01-0803 | HYDROLIC PUMP
03-01-0804 | CLUTCH BEARING
03-01-0805 | STARTER
2. SPARE PARTS FOR MAINTENACE OF ROAD ( B.M.C) PRO 827(4×2) 6521
CODE NO. | DESCRIPTION | PART NO. | QT
03-01-0806 | BRAKE CHAMPER
03-01-0807 | BRAKE DISK
03-01-0808 | CLUTCH DISK
03-01-0809 | CLUTCH BEARING
03-01-0810 | STARTER
03-01-0811 | FUEL FILTER
03-01-0812 | OIL FILTER
03-01-0813 | FUEL FILTER
03-01-0814 | FLYWHEEL BEARING
03-01-0815 | COVER ASSEMBLY
03-01-0816 | TURBO CHARGER
3. SPARE PARTS FOR TOWERING LIFTER ( B.M.C) MODEL PRO 620 (4×2)
CODE NO. | DESCRIPTION | PART NO.
03-01-0817 | BRAKE CHAMPER
03-01-0818 | BRAKE DISK
03-01-0819 | CLUTCH DISK
03-01-0820 | CLUTCH BEARING
03-01-0821 | STARTER
03-01-0822 | FUEL FILTER
03-01-0823 | FUEL FILTER
03-01-0824 | OIL FILTER
03-01-0825 | FLYWHEEL BEARING
03-01-0826 | TURBOCHARGER
4.SPARE PARTS FOR STYRE GARBAGE AND CRANE , MODEL WD615.61
CODE NO. | DESCRIPTION | PART NO. | QT
03-01-0827 | SHAFT
03-01-0828 | BEARING
03-01-0829 | IMPELLER | 61500060030
03-01-0830 | FUEL FILTER | 6140800205
03-01-0831 | OIL FILTER | AZ1500079001
03-01-0832 | ROTOR OF STARTER | 61500060736
03-01-0833 | SMALL SELONOIDE | 61500060743
03-01-0834 | BIG SELONOIDE | 61500060743
03-01-0835 | O RING
03-01-0836 | CONTROL HYDROLIC
03-01-0837 | MAIN CONTROL
03-01-0838 | CLUTCH DISK
03-01-0839 | HYDROLIC PUMP
03-01-0840 | CLUTCH BEARING
03-01-0841 | STARTER
5. SPARE PARTS FOR MAINTENACE OF ROAD ( B.M.C) PRO 827(4×2) 6521
CODE NO. | DESCRIPTION | PART NO. | QT
03-01-0842 | BRAKE CHAMPER
03-01-0843 | BRAKE DISK
03-01-0844 | CLUTCH DISK
03-01-0845 | CLUTCH BEARING
03-01-0846 | STARTER
03-01-0847 | FUEL FILTER
03-01-0848 | OIL FILTER
03-01-0849 | FUEL FILTER
03-01-0850 | FLYWHEEL BEARING
03-01-0851 | COVER ASSEMBLY
03-01-0852 | TURBO CHARGER
6. SPARE PARTS FOR TOWERING LIFTER ( B.M.C) MODEL PRO 620 (4×2)
CODE NO. | DESCRIPTION | PART NO. | QT
03-01-0853 | BRAKE CHAMPER
03-01-0854 | BRAKE DISK
03-01-0855 | CLUTCH DISK
03-01-0856 | CLUTCH BEARING
03-01-0857 | STARTER
03-01-0858 | FUEL FILTER
03-01-0859 | FUEL FILTER
03-01-0860 | OIL FILTER
03-01-0861 | FLYWHEEL BEARING
03-01-0862 | TURBOCHARGER
7. SPARE PARTS FOR TIPPER RENAULT , KERAX 350.34 6×4
CODE NO. | DESCRIPTION | PART NO | QT
03-01-0863 | LEAF SPRING | 5010383760 | 10
03-01-0864 | SPRING LEAF 1640 ×17 | 5001851878
03-01-0865 | FITTING | 5010497133
03-01-0866 | LEFT SPRING MOUNTING | 5010092419
03-01-0867 | RIGHT SPRING MOUNTING | 5010092421
03-01-0868 | CLAMP | 5001851865
03-01-0869 | SCREW | 5001851866
03-01-0870 | SOLID RIVET | 0241101105
03-01-0871 | U. BOLT | 0000792075
03-01-0872 | ETRIERM 20 × 250 | 0000278697
03-01-0873 | NUT | 5003034262
03-01-0874 | SHOCK ABSORBER | 5010130009
03-01-0875 | LEAF SPRING | 5010383736
03-01-0876 | SPRONG STEADY P | 5001849667
03-01-0877 | HEXAGON NUT M | 5003032245
03-01-0878 | SPRING LEAF | 5001854879
03-01-0879 | U-BOLT | 5010383945
03-01-0880 | HEXAGON NUT M | 5003032264
03-01-0881 | FITTING | 5010389853
03-01-0882 | FITTING | 5010389854
03-01-0883 | STOP | 000777903
03-01-0884 | SMALL PLATE | 5010421088
03-01-0885 | STOP | 0000750383
03-01-0886 | CYLINDER UNIT G=138.5 , K=78.3 | 5001845663
03-01-0887 | CENTRIFUGAL ROT | 5001853256
03-01-0888 | FILTER BRACKET | 5001847035
03-01-0889 | CYLINDER HEAD | 5000694787
03-01-0890 | INLET VALVE | 5010295349
03-01-0891 | EXHAUST VALVE | 5000670730
03-01-0892 | VALVE GUIDE | 0000157983
03-01-0893 | VALVE GUIDE | 5010359098
03-01-0894 | INJECTION PUMP | 5010412850
03-01-0895 | INECTIOR ASSEMBLY | 5001838576
03-01-0896 | INJECTOR | 5000694847
03-01-0897 | LEVEL TRANSMITT | 5010398149
03-01-0898 | VISCOUS FAN | 5010269869
03-01-0899 | VISCOUS FAN HUB | 5010269871
03-01-0900 | HYDROLIC PUMP | 5010239652
03-01-0901 | GEAR | 5000663188
03-01-0902 | O-RING | 5003065058
03-01-0903 | HEXAGON NUT M | 5003032197
03-01-0904 | ALTERNATOR | 5010306507
03-01-0905 | VOLTAGE REGULAT | 5001853649
03-01-0906 | ODIODE BRIDGE | 5001854135
03-01-0907 | BALL BEARING | 5001853654
03-01-0908 | BALL BEARING | 5001853655
03-01-0909 | STARTER MOTOR | 5010306777
03-01-0910 | SOLENOID SWITCH | 5001853816
03-01-0911 | SOLENOID SWITCH | 5001853817
03-01-0912 | CARBON HOLDER | 5001846420
03-01-0913 | STARTER DRIVE | 5001846418
03-01-0914 | CLUTCH THRUST B | 5010245921
03-01-0915 | CLUTCH MECHANIS | 5010244203
8. SPARE PARTS FOR TIPPER RENAULT , KERAX 350.34 6×4
CODE NO. | DESCRIPTION | PART NO | QT
03-01-0916 | CLUTCH DISC | 5010244325
03-01-0917 | CASING | 5001854268
03-01-0918 | PRIMARY SHAFT | 5001848274
03-01-0919 | CONE | 5001845809
03-01-0920 | SLIDING GEAR | 5001848744
03-01-0921 | DRIVER | 5001831792
03-01-0922 | DRIVER | 5001831793
03-01-0923 | TAPER ROLLER BE | 5001848210
03-01-0924 | SLEEVE | 5001832906
03-01-0925 | RING | 5001832976
03-01-0926 | SLEEVE | 5001847344
03-01-0927 | BEARING | 5001842929
03-01-0928 | COUNTING SHAFT | 5001848215
03-01-0929 | TAPER ROLLER BE | 5001831796
03-01-0930 | NEEDLE BEARING | 5001842870
03-01-0931 | TAPER ROLLER BE | 5001843170
03-01-0932 | STUB AXLE | 5010436015
03-01-0933 | KING PIN | 5010056002
03-01-0934 | BUSH | 5000792140
03-01-0935 | NEEDLE BEARING | 5003090044
03-01-0936 | BALL JOINT | 5001832581
03-01-0937 | BALL JOINT | 5000288360
03-01-0938 | DISC WHEEL | 5000792336
03-01-0939 | BRAKE DRUM | 5010260663
03-01-0940 | BRAKE LINING SE | 5000821817
03-01-0941 | BRAKE LINING SE | 5000821818
03-01-0942 | ANTI-LEAK RING 120×160×15 | 5000671980
03-01-0943 | FIXING PIN | 5010097262
03-01-0944 | DRAW SPRING | 5010097340
03-01-0945 | DRAW SPRING | 5010097089
03-01-0946 | UNLINED BRAKE S | 5010097260
03-01-0947 | UNLINED BRAKE S | 5000792795
03-01-0948 | BRAKE DRUM | 0000194435
03-01-0949 | SPEEDOMETER | 5010270210
03-01-0950 | ELECTRONIC INFO | 5010142738
03-01-0951 | STEERING LOCK | 5010232097
03-01-0952 | TIMER | 5010379270
03-01-0953 | ELECTRONIC RELA | 5010142909
03-01-0954 | VOLTAGE CONVERT | 5010231646
03-01-0955 | CRANK | 5010225179
03-01-0956 | WIND SCREW CLAM | 5010220275
03-01-0957 | CAMSHAFT | 5010359718
03-01-0958 | GEAR | 5000681499
03-01-0959 | FILTER ELEMENT | 5010230916
03-01-0960 | FILTER ELEMENT | 5010269584
03-01-0961 | STEERING GEAR | 5010294716
03-01-0962 | STEERING SEALS | 5001844262
03-01-0963 | WATER RADIATOR | 5010315736
03-01-0964 | AIR COMRESSOR | 5010295545
03-01-0965 | SPRING LEAF | 5001854880
03-01-0966 | PISTON | 5001831273
03-01-0967 | REPAIR KIT | 5001850968
03-01-0968 | HANDEL | 5010260414
03-01-0969 | ELASTIC MOUNTIN | 5010316878
03-01-0970 | ELASTIC STOP | 5010130095
03-01-0971 | ELASTIC MOUNTIN | 5010130072
03-01-0972 | RUBBER MOUNTIN | 5000704265
03-01-0973 | CUP | 5010239799
03-01-0974 | CLUTCH RELEASE | 5001848212
03-01-0975 | CLUTCH FORK | 5001843153
03-01-0976 | SYNCHRONIZER | 5001849465
9. SPARE PARTS FOR GARBAGE & CESSBITE MAN 18-263LC-KOL 4×2 ENGINE MODEL DO826LFL , GEAR BOX MODEL EATON 8209
CODE NO. | DESCRIPTION | PART NO. | QT
03-01-0977 | CYLINDER HEAD GASKET | 51039010357
03-01-0978 | OIL FILTER | 51055017160
03-01-0979 | WATER PUMP | 51065006476
03-01-0980 | BEARING | 51934100094
03-01-0981 | OIL RING SOAL | 51065200082
03-01-0982 | GASKET | 51069010119
03-01-0983 | REPAIR KIT | 51065996067
03-01-0984 | CLUTCH | 51066300067
03-01-0985 | TURBOCHRAGER | 51091007531
03-01-0986 | NOZZLE | 51101020202
03-01-0987 | INJECTION LINE | 51103036115
03-01-0988 | INJECTION PUMP | 51111037332
03-01-0989 | FEED PUMP | 51121017111
03-01-0990 | FUEL FILTER | 81125020031
03-01-0991 | AIR FILTER | 81083040076
03-01-0992 | AIR FILTER | 81083040076
03-01-0993 | CLUTCH PRESSURE PLATE | 81303050198
03-01-0994 | CLUTCH PLATE | 81303010378
03-01-0995 | BEARING | 81305500082
03-01-0996 | CLUTCH BOOSTER | 81307256069
03-01-0997 | CLUTCH MASTER CYL. | 81307156140
03-01-0998 | REPAIR KIT | 81307156145
03-01-0999 | REPAIR KIT | 81307156144
03-01-1000 | REPAIR KIT | 81307256076
03-01-1001 | REPAIR KIT | 81307256077
03-01-1002 | GEAR BOX | 81320036317
03-01-1003 | SUN GEAR | 81323010940
03-01-1004 | DRIVE SHAFT | 81322050251
03-01-1005 | SPACER | 81907130894
03-01-1006 | GEAR BOX | 81323010966
03-01-1007 | DOG RING | 81424200221
03-01-1008 | SYNCH RONIZER RING | 81324200220
03-01-1009 | HUB | 81324030101
03-01-1010 | SLIDING SLEEVE | 81324020181
03-01-1011 | GUIDE PIN | 81913010158
03-01-1012 | ROLLEX | 81958010164
03-01-1013 | SPXING | 8197602081
03-01-1014 | DUG RING | 81324200223
03-01-1015 | CIT CLIP | 06290190321
03-01-1016 | SPACER RING | 81917100483
03-01-1017 | FILTER | 81322506004
03-01-1018 | VALVE | 81521706154
03-01-1019 | GASKET | 81320500069
03-01-1020 | POLYAMIDE TUBE | 04351609209
03-01-1021 | SPACER | 81917100491
03-01-1022 | SPRING | 81976020837
03-01-1023 | GEAR 2/ND | 81323010965
03-01-1024 | BUSH | 81322200079
03-01-1025 | CIRCLIP | 81908200518
03-01-1026 | NEEDLE BEARING | 81934010057
03-01-1027 | GEAR 3/ND | 81323010943
03-01-1028 | SPACER | 81917100485
10. SPARE PARTS FOR GARBAGE & CESSBITE MAN 18-263LC-KOL 4×2 ENGINE MODEL DO826LFL M GEAR BOX MODEL EATON 8209
CODE NO. | DESCRIPTION | PART NO. | QT
03-01-1029 | HUB | 81324030102
03-01-1030 | CIRCLIP | 06290190319
03-01-1031 | CIRCLIP | 06290190160
03-01-1032 | CIRCLIP | 06290190318
03-01-1033 | VALVE
03-01-1034 | DISTRIBUTOR VALVE
03-01-1035 | VALVE
03-01-1036 | REMOTE CONTROL
03-01-1037 | POWER TAKE OFF ENGAGEMENT
03-01-1038 | STARTER
03-01-1039 | SOLINOID
03-01-1040 | EXITER WINDING
03-01-1041 | ARMATURE FOR STAR
03-01-1042 | STARER PINION
11. SPARE PARTS FOR ENGINE(BF6M 1013ECP-DEUTZ) USED IN FAW CARBAGE (TYPE CA5190)
CODE NO. | DESCRIPTION | PART NO. | QT
03-01-1043 | PRESSURE REGULATOR | 04207651
03-01-1044 | GASKET | 04207649
03-01-1045 | RUBBER SLEEVE | 04207290
03-01-1046 | FRONT COVER | 04253470
03-01-1047 | ROT.SHAFT LIP SEAL | 04253373
03-01-1048 | PISTON COOL .NOZZLE | 04207521
03-01-1049 | BLEEDING TUBE | 04208738
03-01-1050 | PRESSURE STAT | 04207119
03-01-1051 | OIL PAN | 04207951
03-01-1052 | SET NARROW V-BELT | 01180663
03-01-1053 | VIBRATION DAMPER | 04209098
03-01-1054 | MAIN BEARING -S10 | 02929431
03-01-1055 | THRUST WASHER | 02929439
03-01-1056 | BIG END BEARING | 02929435
03-01-1057 | BEARING FLANGE | 04221507
03-01-1058 | BALL BEARING | 01136333
03-01-1059 | HEXAGON BOLT | 01112308
03-01-1060 | HEXAGON BOLT | 04204129
03-01-1061 | CONNECTING ROD | 04251587
03-01-1062 | BIG END BUSH | 04200024
03-01-1063 | BIG END BOLT | 04200468
03-01-1064 | STRAIGHT PIN | 01144447
03-01-1065 | PISTON | 04253313
03-01-1066 | CIRCLIP | 01107830
03-01-1067 | SET OF PIST. RINGS | 04253777
03-01-1068 | PISTON PIN | 04200139
03-01-1069 | VALVE GUIDE | 04201238
03-01-1070 | VALVE SEAT INSERT | 04200170
03-01-1071 | INLET VALVE | 04209110
03-01-1072 | EXHAUST VALVE | 04209111
03-01-1073 | VALVE SEAT INSERT | 04200171
03-01-1074 | O-SEAT | 01153857
03-01-1075 | ROT. SHAFT LIP SEAL | 04253333
03-01-1076 | CAM SHAFT | 04251110
03-01-1077 | HEXAGON BOLT | 01111186
03-01-1078 | PUSH ROD | 04206378
03-01-1079 | TAPPET | 04251063
03-01-1080 | CYLINDER LINER | 04203065
03-01-1081 | O-SEAL | 01181178
03-01-1082 | HEXAGON BOLT | 04251254
03-01-1083 | O-SEAL | 01178213
03-01-1084 | SEALING RING | 04201286
03-01-1085 | SEALING RING | 01118759
03-01-1086 | COLLAR SCREW | 04209118
03-01-1087 | GASKET | 04205734
03-01-1088 | OIL COOLER BOX | 04206958
03-01-1089 | OIL COOLER | 04209932
03-01-1090 | SEALING RING | 01118713
03-01-1091 | SPIN -ON OIL FILTER | 01174421
03-01-1092 | OIL SUCTION PIPE | 04204800
03-01-1093 | MAIN BEARING S20 | 02929432
03-01-1094 | V.GROOVED PULLY | 04209667
03-01-1095 | BIG END BEARING | 02929436
03-01-1096
03-01-1097 | DESCRIPTION | PART NO.
03-01-1098 | GASKET | 04198741
03-01-1099 | ROLLER TAPPET | 02126891
03-01-1100 | FUEL INJECT. PUMP | 02111335
03-01-1101 | O-RING | 01319139
03-01-1102 | CLAW | 04201666
03-01-1103 | SEALING RING | 04175610
03-01-1104 | FUEL INJECTOR | 02111987
03-01-1105 | COMPRESSION SPRING | 01318353
03-01-1106 | NOZZLE ELEMENT | 02111700
03-01-1107 | NOZZLE CAP NUT | 01318357
03-01-1108 | TWO-ST. FUEL FILTER | 01181059
03-01-1109 | PRE FILTER | 01181060
03-01-1110 | SEALING RING | 01118647
03-01-1111 | GSKET | 01263156
03-01-1112 | FINE FILTER | 01181061
03-01-1113 | DISTANCE PIECE | 02111508
03-01-1114 | SEALING RING | 01118688
03-01-1115 | FUEL PUMP | 04204052
03-01-1116 | CLAMPING STRAP | 04205908
03-01-1117 | OVER FLOW LINE | 02931228
03-01-1118 | HOSE CLIP | 01181064
03-01-1119 | SEALING RING | 01118693
03-01-1120 | PRESSURE STAT | 02111519
03-01-1121 | RUBBER SEAL | 04198035
03-01-1122 | DISTANCE PIECE | 02111508
03-01-1123 | HOSE ASSEMBLY | 04253883
03-01-1124 | HOSE ASSEMBLY | 04253884
03-01-1125 | BANJO BOLT | 01178626
03-01-1126 | HIGH PRESSURE PIPE | 02111918
03-01-1127 | GASKET | 04251666
03-01-1128 | GASKET | 04200095
03-01-1129 | AIR EL BOW | 04208736
03-01-1130 | HEXAGON BOLT | 01179293
03-01-1131 | CHARGE AIR ELBOW | 04253378
03-01-1132 | HOSE CLIP | 01173940
03-01-1133 | CHARG AIR PIPE | 04207510
03-01-1134 | CHARGE AIR PIPE | 04207503
03-01-1135 | ELBOW CONNECTOR | 04255715
03-01-1136 | RUBBER SLEEVE | 01180646
03-01-1137 | HOSE CLIP | 01181189
03-01-1138 | CONTROLLER | 02111254
03-01-1139 | GASKET | 02111391
03-01-1140 | GASKET | 02111392
03-01-1141 | GOVERNOR COVER | 02111394
03-01-1142 | PISTON | 02111580
03-01-1143 | COVER | 02112496
03-01-1144 | TOOTHED GEAR | 04197462
03-01-1145 | HEXAGON BOLT | 01100233
03-01-1146 | JONRNAL | 04192487
03-01-1147 | CONTROL ROD | 02111840
03-01-1148 | HEXAGON BOLT | 01181773
CODE NO. | DESCRIPTION | PART NO.
03-01-1149 | INLET MANIFOLD | 04251919
03-01-1150 | HOLLOW SCREW | 01119237
03-01-1151 | SEALING RING | 01118659
03-01-1152 | LUBRICAT OIL LINE | 04204607
03-01-1153 | WHEEL NUT | 01121798
03-01-1154 | DRIVE GEAR | 04195877
03-01-1155 | CYLINDER HEAD GASKET | 01319511
03-01-1156 | VALVE | 01319523
03-01-1157 | SET OF DISCS | 01319522
03-01-1158 | LAMINA | 01319644
03-01-1159 | CONTROL PISTON | 01319690
03-01-1160 | CYLINDER COVER | 01319699
03-01-1161 | SET OF PIST. RING | 01319643
03-01-1162 | BEARING BUSH | 01319724
03-01-1163 | BODY GASKET | 01319740
03-01-1164 | COOLING WATER LINE | 04207984
03-01-1165 | COOLING WATER LINE | 04251245
03-01-1166 | RUBBER HOSE | 01180571
03-01-1167 | HOSE CLIP | 01173966
03-01-1168 | O-SEAL | 01171114
03-01-1169 | NARROW V-BELT | 01180173
03-01-1170 | V-GROOVED PULLEY | 04251297
03-01-1171 | HOSE CONNECTOR | 04208574
03-01-1172 | SEALING RING | 01118659
03-01-1173 | HOSE CONNECTOR | 04206723
03-01-1174 | SEALING RING | 01118700
03-01-1175 | PLUG | 04209426
03-01-1176 | O-SEAL | 04200205
03-01-1177 | HOUSING | 04209429
03-01-1178 | OUTLET/EXH. BRANCH | 04209425
03-01-1179 | THERMO STAT | 04224846
03-01-1180 | HEXAGON BOLT | 01180205
03-01-1181 | SEALING RING | 04221386
03-01-1182 | FAN BRACKET | 04209417
03-01-1183 | COOLANT PUMP | 04206613
03-01-1184 | O-SEAL | 01180024
03-01-1185 | HEXAGON BOLT | 011433669
03-01-1186 | FAN SUPPORT | 04207741
03-01-1187 | BEARING BRACKET | 04207737
03-01-1188 | BALL BEARING | 01179116
03-01-1189 | BALL BEARING | 01179676
03-01-1190 | CIRCLIP | 01107838
03-01-1191 | TUBE | 04205558
03-01-1192 | TUBE | 04205559
03-01-1193 | PLAIN WASHER | 04205556
03-01-1194 | HEXAGON BOLT | 01139722
03-01-1195 | FAN HUB | 04207606
03-01-1196 | O-SEAL | 01180025
03-01-1197 | O-SEAL | 01180022
03-01-1198 | CLUTCH /COUPLING | 04224353
03-01-1199 | STUD | 06209631
03-01-1200 | HEXAGON BOLT | 01137389
CODE NO. | DESCRIPTION | PART NO. | QT
03-01-1201 | PLAIN WASHER | 01140501
03-01-1202 | HEXAGON NUT | 01137057
03-01-1203 | PLAIN WASHER | 02233181
03-01-1204 | FAN | 04207618
03-01-1205 | V-GROOVED PULLEY | 04208699
03-01-1206 | TENSIONING PULLEY | 04256159
03-01-1207 | V-GRAOOVED PULLEY | 04256107
03-01-1208 | BALL BEARING | 01179676
03-01-1209 | BUSH | 04208554
03-01-1210 | CIRCLIP | 01107838
03-01-1211 | FLANGED BUSH | 04208553
03-01-1212 | CHEESE HEAD SCREW | 01110678
03-01-1213 | PULLEY LEVER | 04253512
03-01-1214 | STUD | 01143285
03-01-1215 | EXHAUST PIPE | 04202344
03-01-1216 | STUD | 02143324
03-01-1217 | GASKET | 04209205
03-01-1218 | PLAIN WASHER | 04197422
03-01-1219 | GASKET | 04209198
03-01-1220 | HEXAGON NUT | 01164582
03-01-1221 | HEXAGON NUT | 01144673
03-01-1222 | FITTING COMPOUND | 01400668
03-01-1223 | LUBRICAT OIL LINE | 04204108
03-01-1224 | HOLLOW SCREW | 01119246
03-01-1225 | SEALING RING | 01118688
03-01-1226 | HEXAGON BOLT | 01181433
03-01-1227 | GASKET | 04182519
03-01-1228 | RETURN LINE | 04204098
03-01-1229 | O-SEAL | 01180811
03-01-1230 | RETURN LINE | 04204096
03-01-1231 | MOUNTING DEVICE | 01016105
03-01-1232 | TURBO CHARGER | 04253845
03-01-1233 | REPAIR KIT | 01319400
03-01-1234 | CORE ASSEMBLY | 01319399
03-01-1235 | BRACKET | 04209672
03-01-1236 | CLAMPING STRAP | 04204573
03-01-1237 | VOLTAGE REGULATOR | 01180407
03-01-1238 | SCREW /BOLT | 01318549
03-01-1239 | CARBON BRUSHES | 01318683
03-01-1240 | COLUMN | 01308859
03-01-1241 | SUPPRESS. CAPACITOR | 02985186
03-01-1242 | STARTER | 01180999
03-01-1243 | STARTER PINION | 01319755
03-01-1244 | RELAY | 01319751
03-01-1245 | BRUSH BOLDER | 01319757
03-01-1246 | CLAMP | 01320794
03-01-1247 | V-GROOVED PULLEY | 01179696
03-01-1248 | BRACKET | 04206928
03-01-1249 | BRACKET | 04206929
03-01-1250 | PLUG-IN CONNECTOR | 04199145
03-01-1251 | PLUG-IN CONNECTOR | 04199442
03-01-1252 | TORX-BEAD BOLT | 01181429
03-01-1253 | TORX-BEAD BOLT | 01181430
03-01-1254 | TORX-BEAD BOLT | 01181428
03-01-1255 | TORX-BEAD BOLT | 01181397
03-01-1256 | CONNECTION HOUSING | 04206952
03-01-1257 | CYLINDER HEAD BOLT | 04202005
03-01-1258 | CYLINDER HEAD GASKET | 04201559
03-01-1259 | CYLINDER HEAD GASKET | 04201560
03-01-1260 | CYLINDER HEAD GASKET | 04201561
03-01-1261 | CLAMPING BUSH | 01181403
03-01-1262 | SHUT DOWN DEVICE | 04206916
03-01-1263 | O-SEAL | 01179559
03-01-1264 | GT. TIME CONTR. UNIT | 01179713
03-01-1265 | GLOW PLUG | 01180899
03-01-1266 | SEALING RING | 01118760
03-01-1267 | HOLLOW SCREW | 01178990
03-01-1268 | GEARED PUMP | 01180572
03-01-1269 | INTERM. FLANGE | 04207583
03-01-1270 | TORX-HEAD BOLT | 01179773
03-01-1271 | TOOTHED GEAR | 04197400
03-01-1272 | COOL. SYST. PROTECT | 12211500
03-01-1273 | GASKET SET | 02931144
03-01-1274 | BEARING BUSH | 04200021
03-01-1275 | ROCKER ARM BRACKET | 04200961
03-01-1276 | ROCKER ARM | 04204023
03-01-1277 | CIRCLIP | 01107731
03-01-1278 | ROCKER ARM BRACKET | 04200959
03-01-1279 | ROCKER ARM | 04204023
03-01-1280 | CRANK CASE | 04253527
03-01-1281 | VALVE COLLET | 12164698
03-01-1282 | VALVE SPRING RETAIN | 04200114
03-01-1283 | FLYWHEEL | 04256141
03-01-1284 | GEAR RIM | 02131081
03-01-1285 | ADJUSTING SCREW | 03365861
03-01-1286 | GEAR CASE | 04205852
03-01-1287 | SHIM | 04204141
03-01-1288 | SHIM | 04204143
03-01-1289 | SHIM | 04204144
03-01-1290 | SHIM | 04204145
03-01-1291 | SHIM | 04204146
03-01-1292 | SHIM | 04204147
03-01-1293 | SHIM | 04204148
03-01-1294 | SHIM | 04204149
03-01-1295 | SHIM | 04204150
03-01-1296 | SHIM | 04204151
03-01-1297 | SHIM | 04204152
03-01-1298 | SHIM | 04204153
03-01-1299 | SHIM | 04204154
03-01-1300 | SHIM | 04204155
03-01-1301 | SHIM | 04204156
03-01-1302 | SHIM | 04204157
03-01-1303 | SHIM | 04204158
03-01-1304 | SHIM | 04204159
03-01-1305 | SHIM | 04204160
03-01-1306 | SHIM | 04204161
03-01-1307 | SHIM | 04204162
03-01-1308 | SHIM | 04204163
03-01-1309 | SHIM | 04204164
03-01-1310 | SHIM | 04204165
03-01-1311 | SHIM | 04204166
03-01-1312 | SHIM | 04204167
03-01-1313 | SHIM | 01318329
03-01-1314 | SHIM | 01318330
03-01-1315 | SHIM | 01318286
03-01-1316 | SHIM | 01318331
03-01-1317 | SHIM | 01318332
03-01-1318 | SHIM | 01318333
03-01-1319 | SHIM | 01319132
03-01-1320 | SHIM | 01318287
03-01-1321 | SHIM | 01318334
03-01-1322 | SHIM | 01318335
03-01-1323 | SHIM | 01318336
03-01-1324 | SHIM | 01318337
03-01-1325 | SHIM | 01318338
03-01-1326 | SHIM | 01318339
03-01-1327 | SHIM | 01318340
03-01-1328 | SHIM | 01318288
03-01-1329 | SHIM | 01318341
03-01-1330 | SHIM | 01318342
03-01-1331 | SHIM | 01318343
03-01-1332 | SHIM | 01318344
03-01-1333 | SHIM | 01318345
03-01-1334 | SHIM | 01318346
03-01-1335 | SHIM | 01318289
03-01-1336 | SHIM | 01318347
03-01-1337 | SHIM | 01318348
03-01-1338 | SHIM | 01318349
03-01-1339 | SHIM | 01318350
03-01-1340 | SHIM | 01318351
03-01-1341 | SHIM | 01318352
03-01-1342 | SHIM | 01318290
03-01-1343 | PLUG -IN CONNECTOR | 04199442
03-01-1344 | PLUG -IN CONNECTOR | 04199145
03-01-1345 | CENTERINFUGAL FILTER | SWK 2000/18
03-01-1346 | FILTER ELEMENT FOR CENT. FILTER | 1830
12.SPARE PARTS FOR RENAULT GARBAGE$CONTAINER LIFT , KERAX 260.19 4×2
CODE NO | DESCRIPTION | PART NO
03-01-1347 | LEAF SPRING | 5010383762
03-01-1348 | SPRING LEAF | 5001849600
03-01-1349 | FITTING | 5010497133
03-01-1350 | SPRING MOUNTING | 5000750762
03-01-1351 | SPRING MOUNTING | 5010282520
03-01-1352 | FITTING | 5000704438
03-01-1353 | STOP | 5010138529
03-01-1354 | OIL SUMP | 5010330653
03-01-1355 | POULIE | 5010295598
03-01-1356 | FILLER CONDUIT | 5010349767
03-01-1357 | INJECTIOR ASSEMB | 5001838555
03-01-1358 | INJECTOR | 5010295114
03-01-1359 | VISCOUS FAN | 5010213451
03-01-1360 | WATER RADIATOR | 5010315748
03-01-1361 | SILENCER /MUFF | 5010317200
03-01-1362 | HYDROLIC PUMP | 5010239654
03-01-1363 | PULLEY | 5010412585
03-01-1364 | ADJUSTING LINK | 5010412010
03-01-1365 | ALTRNATOR BRAC | 5010359693
03-01-1366 | CLUTCH MECHANIS | 5010244265
03-01-1367 | CLUTCH DISC | 5010245447
03-01-1368 | CLUTCH THRUST | 5010244202
03-01-1369 | ARBRE | 5001845371
03-01-1370 | ROLLER BEARING | 5000824219
03-01-1371 | MAIN SHAFT | 5001835985
03-01-1372 | REPAIR KIT | 5001851839
03-01-1373 | REPAIR KIT | 5001851838
03-01-1374 | DRIVER | 5001851376
03-01-1375 | GEAR | 5001836024
03-01-1376 | REVERSE GEAR | 5001836041
03-01-1377 | NEEDLE GAGE | 5000824208
03-01-1378 | NEEDLE GAGE | 5000824214
03-01-1379 | GEAR | 5001836088
03-01-1380 | COUNTER SHAFT | 5001853114
03-01-1381 | TAPER ROLLER BE | 5001830654
03-01-1382 | GEAR | 5001835937
03-01-1383 | NEEDLE GAGE | 5000824258
03-01-1384 | ELECTRONIC SWITCH | 5001851579
03-01-1385 | ELECTRONIC SWITCH | 5001851538
03-01-1386 | POWER TAKE OFF | 5010245692
03-01-1387 | SEAL KIT | 5001842471
03-01-1388 | LEVER | 5010242946
03-01-1389 | SHIM | 5010242356
03-01-1390 | HANDLE | 5000450912
03-01-1391 | STEERING GEAR | 5010239408
03-01-1392 | RIGID DRIVE SHA | 5010395593
03-01-1393 | SLIDING DRIVE S-STD-49111/F25 | 5010395095
03-01-1394 | TRANSMISSION COULT | 5010358512
03-01-1395 | CONTROL VALVE | 5010260131
13. SPARE PARTS FOR RENAULT GARBAGE$CONTAINER LIFT , KERAX 260.19 4×2
CODE NO | DESCRIPTION | PART NO
03-01-1396 | DOUBLE RELAY VA | 5010260705
03-01-1397 | LOAD SENSTING VA | 5010098984
03-01-1398 | SPARE PARTS KIT | 5001834841
03-01-1399 | SPRING | 5000814980
03-01-1400 | SEAL KIT | 500182231
03-01-1401 | COMPRESSION SPR | 5001847132
03-01-1402 | WINDOW REGULATO | 5010225173
03-01-1403 | HARDNED GLASS | 5010225493
03-01-1404 | HARDNED GLASS | 5010225494
03-01-1405 | WATER RADIATOR | 5001833355
03-01-1406 | VENTILATION UN1 | 5001833357
03-01-1407 | CONTROL | 5001833337
03-01-1408 | BUMPER | 5010225411
03-01-1409 | GUARD | 5010301249
03-01-1410 | BUMPER | 5010225412
03-01-1411 | SIDE SILL | 5010321461
03-01-1412 | WING FLAP | 5010421295
03-01-1413 | BRACKET | 5010367057
03-01-1414 | BRACKET | 5010334301
03-01-1415 | MULTI FUNCTION / L | 5001847586
03-01-1416 | MULTI FUNCTION/R | 5001847587
03-01-1417 | SINGLE FUNCTION | 5001834561
03-01-1418 | FEED PUMP | 5001821529
03-01-1419 | ROLLER BEARING | 5001014043
03-01-1420 | ROLLER BEARING | 5000288146
03-01-1421 | VALVE | 5001824818
03-01-1422 | PISTON | 5001835513
03-01-1423 | VALVE | 5001835832
03-01-1424 | LEAKAGE PIPE | 5010240841
03-01-1425 | BANJO BOLT | 7701009364
03-01-1426 | RUBBER HOSE | 5010315948
03-01-1427 | RUBBER HOSE | 5010269849
03-01-1428 | TEMPERATURE SEN | 5010398058
03-01-1429 | PROBE | 5010398440
03-01-1430 | TEMPERATURE SEN | 5010398073
03-01-1431 | PRESSURE SWITCH 0.6 BAR | 5010398062
03-01-1432 | PRESSURE TRANSM | 5010311242
03-01-1433 | FLEXIBLE CONTROL | 5010230924
03-01-1434 | SPIDER | 5001836375
03-01-1435 | FLYWHEEL | 5000686610
03-01-1436 | BALL BEARING | 5010477243
03-01-1437 | BALL BEARING | 5010477244
03-01-1438 | VALVE | 5001848890
03-01-1439 | RELAY | 5010306868
03-01-1440 | HYDRULIC PUMP
14.SPARE PARTS FOR WHEEL EXCAVATOR DIWOO
ENGINE MODEL DB58T1 DIWOO
CODE NO. | DESCRIPTION | PART NO. | QT
03-01-1441 | COMPLET ENGINE
03-01-1442 | CYLINDER BLOCK WITH CUP BEARING
03-01-1443 | CYLINDER HEAD ASSY
03-01-1444 | LINER
03-01-1445 | PISTON
03-01-1446 | RING TOP
03-01-1447 | RING 2ND
03-01-1448 | RING OIL
03-01-1449 | PIN PISTON
03-01-1450 | RING RETAINING
03-01-1451 | CRANK SHAFT
03-01-1452 | BEARING MAIN STD
03-01-1453 | BEARING MAIN 0.25
03-01-1454 | BEARING MAIN 0.5
03-01-1455 | BEARING MAIN 0.75
03-01-1456 | BEARING MAIN 1
03-01-1457 | THRUST WASHER STD
03-01-1458 | THRUST WASHER 0.25
03-01-1459 | THRUST WASHER 0.5
03-01-1460 | BEARING CONNECTING ROD STD
03-01-1461 | BEARING CONNECTING ROD 0.25
03-01-1462 | BEARING CONNECTING ROD 0.5
03-01-1463 | BEARING CONNECTING ROD 0.75
03-01-1464 | BEAING CONNECTING ROD 1
03-01-1465 | CONNECTING ROD ASSY
03-01-1466 | BUSH CONNECTING ROD ASSY
03-01-1467 | SCREW CONNECTING ROD
03-01-1468 | NUT CONNECTING ROD
03-01-1469 | OVER HAUL GASKET KIT
03-01-1470 | VALVE INTAKE (SET)
03-01-1471 | VALVE EXHUST (SET)
03-01-1472 | VALVE GUIDE( SET)
03-01-1473 | SEAL OIL (FRONT)
03-01-1474 | SEAL OIL (REAR)
03-01-1475 | GASKET TIMING GEAR CASE (SET)
03-01-1476 | ELEMENT OIL COOLER
03-01-1477 | GASKET OIL PAN
03-01-1478 | GASKET FLYWHEEL HOUSING
03-01-1479 | GASKET CYLINDER HEAD
03-01-1480 | GASKET HEAD CYLINDER COVER
03-01-1481 | BOLT CYLINDER HEAD
03-01-1482 | CAP OIL FILTER
03-01-1483 | CYLINDER HEAD COVER ASSY
03-01-1484 | BOLT HEX BEARING CAP
03-01-1485 | BLOCK CYLINDER BEARING CAP(SET)
03-01-1486 | GASKET CHAMBER COVER
03-01-1487 | CAMSHAFT
03-01-1488 | BUSH CAMSHAFT (FRONT) (SET)
03-01-1489 | BUSH CAMSHAFT ( (SET)
15.SPARE PARTS FOR WHEEL EXCAVATOR DIWOO
CODE NO. | DESCRIPTION | PART NO.
03-01-1490 | TAPPET
03-01-1491 | PUSH ROD
03-01-1492 | TIMING GEAR CASE (CASE)
03-01-1493 | COVER TIMING GEAR CASE
03-01-1494 | HOUSING FLYWHEEL
03-01-1495 | OIL PAN
03-01-1496 | GAUGE OIL LEVEL
03-01-1497 | OIL PUMP ASSY
03-01-1498 | GEAR STARTING RING
03-01-1499 | PULLY DAMPING
03-01-1500 | ROCKER ARM& SHAFT ASSY
03-01-1501 | FUEL FILTER (CARTRIDGE)
03-01-1502 | COVER FUEL FILTER
03-01-1503 | OIL FILTER (ENGINE)
03-01-1504 | HEAD OIL FILTER
03-01-1505 | WATER PUMP ASSY
03-01-1506 | PULLY V BELT
03-01-1507 | FAN COOLING
03-01-1508 | V-BELT RIBBED
03-01-1509 | TURBOCHARGER
03-01-1510 | MANIFOLD EXHAUST
03-01-1511 | GASKET MANIFOLD EXHAUST
03-01-1512 | GASKET (EX. MANI. T/C)
03-01-1513 | MANIFOLD INTAKE
03-01-1514 | GASKET MANIFOLD INTAKE
03-01-1515 | FUEL INJECTION PUMP (ASSY)
03-01-1516 | NOZZLE HOLDER ASSY
03-01-1517 | HOLDER NOZZLE
03-01-1518 | NOZZLE ASSY
03-01-1519 | PIPE FUEL (SET)
03-01-1520 | PRESSURE PIPE FUEL (ASSY)
03-01-1521 | HOSE FUEL ALL TYPES
03-01-1522 | FEED PUMP
03-01-1523 | MUFFLER
03-01-1524 | AIR CLEANER ELEMENT (OUT)
03-01-1525 | AIR CLEANER ELEMENT (IN)
03-01-1526 | RADIATOR
03-01-1527 | OIL COOLER RADITOR
03-01-1528 | SHROUD
03-01-1529 | MOTOR E/G STOP
03-01-1530 | MOTOR E/G CONTROL 1200L
03-01-1531 | CABLE CONTROL 3500L
03-01-1532 | STARTOR MOTOR (24 VOLT)
03-01-1533 | MAGNET STARTOR MOTOR
03-01-1534 | ARMATURE
03-01-1535 | COIL FIELD
03-01-1536 | FRONT COVER
03-01-1537 | REAR COVER
03-01-1538 | BRUSHERS HOLDER
03-01-1539 | ALTERNATOR
16. SPARE PARTS FOR WHEEL EXCAVATOR DIWOO
ENGINE MODEL DB58T1 DIWOO
CODE NO. | DESCRIPTION | PART NO. | QT
03-01-1540 | REAR COVER
03-01-1541 | REAR BALL BEARING
03-01-1542 | STARTOR
03-01-1543 | ROTOR
03-01-1544 | FRONT BALL BEARING
03-01-1545 | FRONT COVER
03-01-1546 | RECTIFIER
03-01-1547 | SET OF BRUSHERS
03-01-1548 | REGULATOR
03-01-1549 | PULLY
03-01-1550 | PLYG , PREHEATER
03-01-1551 | REALY BATTERY
03-01-1552 | MAIN PUMP
03-01-1553 | PTO ASSY
03-01-1554 | PUMP REGULATOR
03-01-1555 | CONTROL VALVE
03-01-1556 | SWEING MOTOR
03-01-1557 | REDUCTION GEAR
03-01-1558 | TRAVEL MOTOR
03-01-1559 | PISTON MOTOR
03-01-1560 | ROTORY GROUP
03-01-1561 | REGULATOR -TRAVEL MOTOR
03-01-1562 | RELIEF VALVE
03-01-1563 | CONTROL PARTS
03-01-1564 | COUNTER BALBNCE VALVE
03-01-1565 | STROKE LIMIT
03-01-1566 | STEERING VALVE
03-01-1567 | PILOT & T/M SUPPLY VALVE
03-01-1568 | REMOTE CONTROL (LH)
03-01-1569 | REMOTE CONTROL (RH)
03-01-1570 | DOZER REMOCON VALVE OUTRIGGER
03-01-1571 | VALVE PILOT CHECK OUT RIGGER CYL.
03-01-1572 | SOLENIOD VALVE
03-01-1573 | VALVE -BRAKE SUPPLY
03-01-1574 | BRAKE FILTER
03-01-1575 | VALVE BREAKER PAKAGE
03-01-1576 | CYLINDER BOOM (LH)
03-01-1577 | SEAL KIT BOOM CYL.
03-01-1578 | SEAL KIT BOOM RH
03-01-1579 | SEAL KIT BOOM CYL.
03-01-1580 | CYLINDER ARM
03-01-1581 | SEAL KIT ARM CYL.
03-01-1582 | BUCKET CYLINDER
03-01-1583 | SEAL KIT BUCKET CYL.
03-01-1584 | DOZZER CYLINDER LH
03-01-1585 | SEAL KIT DOZER CYL. (LH)
03-01-1586 | DOZZER CYLINDER RH
03-01-1587 | SEAL KIT DOZER CYL. (RH)
03-01-1588 | CHOCKING CYLINDER
03-01-1589 | CHOCKING CYLINDER SEAL KIT
17.SPARE PARTS FOR WHEEL EXCAVATOR DIWOO
ENGINE MODEL DB58T1 DIWOO
CODE NO. | DESCRIPTION | PART NO.
03-01-1590 | CYLINDER OUT RIGGER
03-01-1591 | SEAL KIT OUT RIGGER
03-01-1592 | CENTER JOINT
03-01-1593 | SEAL KIT CENTER JOINT
03-01-1594 | CYLINDER BUCKET (ARM)
03-01-1595 | SEAL KIT BUCKET CYLINDER
03-01-1596 | CYLINDER BUCKET (ARM)
03-01-1597 | SEAL KIT BUCKET CYLINDER
03-01-1598 | INPUT TRANSMISSION
03-01-1599 | DIFF CARRIER REAR AXLE
03-01-1600 | REAR AXLE SHAFT
03-01-1601 | HUB CARRIER REAR AXLE
03-01-1602 | DIFF. CARRIER FRONT AXLE
03-01-1603 | ROD TRACK CPL (LH)
03-01-1604 | ROD TRACK CPL RH
03-01-1605 | BEARING CYLINDER FRONT AXLE
03-01-1606 | STEERING CYLINDER FRONT AXLE
03-01-1607 | DIFFERENTIAL CASE
03-01-1608 | SEAL SHAFT REAR AXLE
03-01-1609 | SCREW HEX M18×160
03-01-1610 | NUT SLOTTED , REAR AXLE
03-01-1611 | NUT SLOTTED , FRONT AXLE
03-01-1612 | BEARING ROLLER (FRONT AXLE)
03-01-1613 | PUMP FUEL
03-01-1614 | ELEMENT OIL TANK
03-01-1615 | CARTRIDG ENGINE OIL FILTER
03-01-1616 | ELEMENT ENGINE FULL FILTER
03-01-1617 | ELEMENT AIR CLEANER OUT
03-01-1618 | ELEMENT AIR CLEANER (OUT)
03-01-1619 | ELEMENT AIR CLEANER (IN)
03-01-1620 | ELEMENT PILOT FILTER
03-01-1621 | ELEMENT BRAKE FILTER
03-01-1622 | V-BELT ALTERNATOR
18. SPARE PARTS FOR WHEEL EXCAVATOR CASE , MODEL 588
CODE NO. | DESCRIPTION | PART NO.
03-01-1623 | COMPLET ENGINE WITH ROTORY PUMP
03-01-1624 | COMPLET ENGINE WITH INLINE INJECTION FUEL PUMP
03-01-1625 | BLOCK CYLINDER WITH BEARING CAP
03-01-1626 | CYLINDER HEAD WITH ROTORY FUEL INJECTION PUMP
03-01-1627 | CYLINDER HEAD WITH INLINE FUEL INJECTION PUMP
03-01-1628 | CRANK SHAFT
03-01-1629 | BEARING GLAND STD (SET)
03-01-1630 | BEARING GLAND 0.25 (SET)
03-01-1631 | BEARIND GLAND 0.5(SET)
03-01-1632 | BEARING GLAND 0.75(SET)
03-01-1633 | BEARING GLAND 1 (SET)
03-01-1634 | SEAL ,FRONT
03-01-1635 | SEAL REAR
03-01-1636 | PULLY
03-01-1637 | BEARING CON. ROD STD (SET)
03-01-1638 | BEARING CON.ROD 0.25 (SET)
03-01-1639 | BEARING CON. ROD 0.5(SET)
03-01-1640 | BEARING CON. ROD 0.75 (SET)
03-01-1641 | BEARING CON. ROD 1 (SET)
03-01-1642 | CONNECTING ROD ASSY.
03-01-1643 | SCREW CONNECTING ROD
03-01-1644 | NUT . CONNECTING ROD
03-01-1645 | BUSHING CONNECTING ROD (SET)
03-01-1646 | PIN , CONNECTING ROD (SET) , every set has 4 piece
03-01-1647 | RING SNAP , CONNECTING ROD
03-01-1648 | PISTON
03-01-1649 | SLEEVE
03-01-1650 | RING , PISTON (FIRST) TOP
03-01-1651 | RING PISTON (SECOND)
03-01-1652 | RING PISTON (3RD)
03-01-1653 | OVER HALL GASKET KIT
03-01-1654 | TAPPET
03-01-1655 | PUSH ROD
03-01-1656 | OIL PUMP ENGINE
03-01-1657 | WATER PUMP
03-01-1658 | MANIFOLD EXHAUST
03-01-1659 | MANIFOLD INTAKE
03-01-1660 | TURBO CHARGER FOR ROTOR INJECTION PUMP
03-01-1661 | TURBO CHARGER FOR INLINE INJECTION PUMP
03-01-1662 | TUBE TURBOCHARGE (LOWER)
03-01-1663 | HOSE TURBOCHARGE (UPPER)
03-01-1664 | OIL COOLER
03-01-1665 | OIL PAN
03-01-1666 | GASKET CYL. HEAD
19. SPARE PARTS FOR WHEEL EXCAVATOR CASE , MODEL 588
CODE NO. | DESCRIPTION | PART NO.
03-01-1667 | VALVE INTAKE (SET) EVERY SET HAS FOUR PIECE
03-01-1668 | VALVE EXHAUST (SET) EVERY SET HAS FOUR PIECE
03-01-1669 | GUIDE INTAKE (SET)
03-01-1670 | GUIDE EXHAUST (SET)
03-01-1671 | SCREW CYLINDER HEAD (ALL TYPES)
03-01-1672 | SEAL INTAKE &EXHAUST VALVE (SET)
03-01-1673 | CAMSHAFT
03-01-1674 | FRONT PUSHING CAMSHAFT
03-01-1675 | REAR PUSHING CAMSHAFT
03-01-1676 | RING GEAR OF FLY WHEEL
03-01-1677 | HOUSING OF FLYWHEEL
03-01-1678 | FEED PUMP
03-01-1679 | FUEL INJECTION PUMP FOR ROTORY
03-01-1680 | FUEL INJECTION PUMP FOR INLINE
03-01-1681 | INJECTOR ASSY FOR ROTORY
03-01-1682 | INJECTOR ASSY FOR INLINE
03-01-1683 | SOLENOID
03-01-1684 | NOZZLE (SET) FOR ROTORY
03-01-1685 | NOZZLE (SET) FOR INLINE
03-01-1686 | VALVE OF FUEL INJECTION PUMP(SET)FOR INLINE
03-01-1687 | REPAIRE KIT FOR ROTORY FUEL INJECTION PUMP
03-01-1688 | GUIDE OF FUEL INJECTION PUMP FOR INLINE
03-01-1689 | FUEL INJECTION GASKET KIT (SET) FOR ROTORY
03-01-1690 | FUEL INJECTION GASKET KIT (SET) FOR INLINE
03-01-1691 | BUCKET
03-01-1692 | TEETH
03-01-1693 | BOLT & NUT
03-01-1694 | BOOM CYLINDER ASSY
03-01-1695 | SEAL KIT BOOM CYLINDER
03-01-1696 | LEFT SAFTY VALVE , BOOM ASSY
03-01-1697 | RIGHT SAFTY VALVE BOOM ASSY
03-01-1698 | DIPPER CYLINDER ASSY
03-01-1699 | WASHER KIT OF DIPPER CYLINDER
03-01-1700 | SAFTY VALVE DIPPER
03-01-1701 | BUCKET CYLINDER
03-01-1702 | SEAL KIT OF BUCKET CYLINDER
03-01-1703 | SELECTION VALVE , SHUT OFF ASSY
20. SPARE PARTS FOR WHEEL EXCAVATOR CASE , MODEL 588
CODE NO. | DESCRIPTION | PART NO.
03-01-1704 | SELECTION VALVE , SHUT OFF ASSY
03-01-1705 | CLAMSHELL CYLINDER ASSY
03-01-1706 | SEAL KIT CLAMSHELL CYLINDER
03-01-1707 | SUGAR BEET CLAMSHELL CYLINDER ASSY
03-01-1708 | SUGAR BEET CLAMSHELL SEAL KIT
03-01-1709 | FIRE TINES GRAB CYLINDER ASSY
03-01-1710 | WOOD GRAB CYLINDER ASSY
03-01-1711 | SEAL KIT OF WOOD GRAB CYLINDER
03-01-1712 | TURNING JOINT ASSY (HYDRAULIC SWING )
03-01-1713 | HYDRAULIC SWING MOTOR
03-01-1714 | SAFTY VALVE -HUDRAULIC SWING
03-01-1715 | STARTER MOTOR ASSY
03-01-1716 | ARMATURE
03-01-1717 | COIL FIELD
03-01-1718 | MAGNET
03-01-1719 | FRONT COVER
03-01-1720 | REAR COVER
03-01-1721 | BRUSH(SET)
03-01-1722 | BRUSH & HOLDER
03-01-1723 | PINION
03-01-1724 | ALTERNATOR ASSY
03-01-1725 | REAR COVER
03-01-1726 | REGULATOR
03-01-1727 | BRUSH
03-01-1728 | CAPACITOR
03-01-1729 | RECTIFIER
03-01-1730 | STARTOR
03-01-1731 | ROTOR
03-01-1732 | SMALL BALL BEARING
03-01-1733 | LARGE BALL BEARING
03-01-1734 | FRONT COVER
03-01-1735 | FAN
03-01-1736 | PULLY
03-01-1737 | PANAL INSTRUMENT ASSY
03-01-1738 | CIRCUIT ELECTRICAL (CURD)
03-01-1739 | SWITCH ROCKER
03-01-1740 | RELY ALL TYPES
21. SPARE PARTS FOR TOYOTA . MODEL 1985, GASOLINE DOUBLE CAB , ENGINE 3Y
CODE NO | DESCRIPTION | PART NO
03-01-1741 | ENGINE ASSY
03-01-1742 | BLOCK CYLINDER ASSY
03-01-1743 | CRANK SHAFT
03-01-1744 | GASKET KIT ENGINE OVERHAUL
03-01-1745 | INTAKE VALVE SET
03-01-1746 | EXHAUST VALVE SET
03-01-1747 | CYLINDER HEAD SUB ASSY
03-01-1748 | SLEEVE CYLINDER SET
03-01-1749 | TIMING GEAR ASSY
03-01-1750 | BRACKET ENGINE MOUNTING FRONT
03-01-1751 | BRACKET ENGINE MOUNTING REAR
03-01-1752 | WASHER SET CRANK SHAFT THRUST
03-01-1753 | SEAL CRANK SHAFT REAR OIL
03-01-1754 | BEARING SET CRANK SHAFT 0.5
03-01-1755 | BEARING SET CRANK SHAFT 0.75
03-01-1756 | RING SET PISTON 0.5
03-01-1757 | RING SET PISTON 0.75
03-01-1758 | BEARING CONNECTING ROD (SET) 0.5
03-01-1759 | BEARING CONNECTING ROD (SET) 0.75
03-01-1760 | PISTON SUB ASSY (SET) 0.5
03-01-1761 | PISTON SUB ASSY (SET) 0.75
03-01-1762 | ROD SUB ASSY
03-01-1763 | BUSH FOR CONNECTING ROD SMALL END
03-01-1764 | FLYWHEEL ASSY
03-01-1765 | PULLY CRANK SHAFT
03-01-1766 | CAM SHAFT
03-01-1767 | BEARING SET CAMSHAFT
03-01-1768 | OIL PUMP ASSY
03-01-1769 | OIL FILTER
03-01-1770 | WATER PUMP ASSY
03-01-1771 | RADIATOR ASSY
03-01-1772 | PLUG SPARK
03-01-1773 | COIL IGNITION
03-01-1774 | RESISTOR IGNITION
03-01-1775 | DISTRIBUTOR ASSY
03-01-1776 | ALTERNATOR
03-01-1777 | CARBARETOR ASSY
03-01-1778 | ELEMENT ASSY FUEL FILTER
03-01-1779 | BEARING BALL FOR CLUTCH
03-01-1780 | CLUTCH MASTER CYLINDER ASSY
03-01-1781 | CYLINDER KIT CLUTCH MASTER
03-01-1782 | CYLINDER ASSY CLUTCH RELEASE
03-01-1783 | TRANSMISSION ASSY MANUAL
03-01-1784 | TRANSMISSION KIT COMPLET
03-01-1785 | SHAFT ASSY PROPELLER INTERMEDIATE SUPPORT
03-01-1786 | SHAFT ASSY PROPELLER
22. SPARE PARTS FOR TOYOTA . MODEL 1985, GASOLINE DOUBLE CAB , ENGINE 3Y
CODE NO | DESCRIPTION | PART NO
03-01-1787 | BEARING ASSY CENTER SPPORT
03-01-1788 | COVER SUB ASSY PROPELLER SHAFT
03-01-1789 | UNIVERSAL JOINT
03-01-1790 | REAR AXLE ASSY DIFFERNTIOL
03-01-1791 | WHEEL DISC FOR FRONT FOR REAR
03-01-1792 | END ASSY TIE ROD RH
03-01-1793 | END ASSY TIE ROD LH
03-01-1794 | ROD ASSY TIE RH
03-01-1795 | ROD ASSY TIE LH
03-01-1796 | ROD STEERING RELAY
03-01-1797 | ROD STEERING TIE
03-01-1798 | ARM ASSY STEERING IDLER
03-01-1799 | BRAKE MASTER CYLINDER ASSY
03-01-1800 | CYLINDER KIT BRAKE MASTER
03-01-1801 | BOOSTER BRAKE ASSY
03-01-1802 | JOINT LOWER BALL ASSY
03-01-1803 | JOINT UPPER BALL ASSY
03-01-1804 | BEARING SET CRANKE SHAFT STD
03-01-1805 | BEARING SET CONNETING ROD STD
03-01-1806 | STARTER MOTOR ASSY
23. SPARE PARTS FOR WHEEL LOADER ZL15C
CODE NO. | DESCRIPTION | PART NO.
03-01-1807 | COMPLET ENGINE
03-01-1808 | BLOCK CYLINDER
03-01-1809 | CYLINDER HEAD ASSY
03-01-1810 | CRANK SHAFT
03-01-1811 | BEARING MAIN (SET) STD
03-01-1812 | BEAING MAIN SET(SIZE 0.25)
03-01-1813 | BEARING MAIN (SET) SIZE 0.5
03-01-1814 | BEARING MAIN (SET) SIZE 0.75
03-01-1815 | BEARING MAIN (SET) SIZE 1
03-01-1816 | BEARING CONNECTING ROD(SET) STD
03-01-1817 | BEARING CONNECTING ROD(SET) SIZE 0.25
03-01-1818 | BEARING CONNECTING ROD (SET) SIZE 0.5
03-01-1819 | BEARING CONNECTING ROD (SET) SIZE 0.75
03-01-1820 | BEARING CONNECTING ROD (SET) SIZE 1
03-01-1821 | CONNECTING ROD ASSY
03-01-1822 | BEARING CAP
03-01-1823 | CONNECTING ROD CAP
03-01-1824 | BOLT CONNECTING ROD
03-01-1825 | BOLT BEARING CAP
03-01-1826 | BUSHING CONNECTING ROD (SET)
03-01-1827 | PIN PISTON (SET)
03-01-1828 | RING REATING
03-01-1829 | (PISTON +LINER) ( STD) (SET)
03-01-1830 | (PISTON+LINER) (SIZE 0.25) (SET)
03-01-1831 | (PISTON+LINER) (SIZE 0.5) (SET)
03-01-1832 | (PISTON +LINER) ( SIZE 0.75) (SET)
03-01-1833 | (PISTON +LINER) (SIZE 1) (SET)
03-01-1834 | RING ENGINE (SET)(STD)
03-01-1835 | RING ENGINE (SET)(SIZE 0.25)
03-01-1836 | RING ENGINE (SET) (SIZE 0.5)
03-01-1837 | RING ENGINE (SET) (SIZE 0.75)
03-01-1838 | RING ENGINE (SET) (SIZE 1)
03-01-1839 | BEARING THRUST (SET)
03-01-1840 | CAMSHAFT
03-01-1841 | BUSHING CAMSHAFT (SET)
03-01-1842 | INTAKE VALVE (SET)
03-01-1843 | EXHUST VALVE (SET)
03-01-1844 | GUIDE INTAKE VALVE
03-01-1845 | GUIDE EXHUST VALVE
03-01-1846 | FRONT SEAL
03-01-1847 | REAR SEAL
03-01-1848 | GASKET CYLINDER HEAD
03-01-1849 | GASKET ROCKER COVER
03-01-1850 | GASKET OIL PAN
03-01-1851 | OIL PAN
03-01-1852 | GASKET TIMING COVER
03-01-1853 | GASKET OVER HALL
03-01-1854 | FUEL INJECTION PUMP ASSY
24. SPARE PARTS FOR WHEEL LOADER ZL15C
CODE NO. | DESCRIPTION | PART NO.
03-01-1855 | WATER PUMP ASSY
03-01-1856 | MANIFOLD AIR ASSY
03-01-1857 | MANIFOLD EXHAUST ASSY
03-01-1858 | FEED PUMP ASSY
03-01-1859 | NOZZLE
03-01-1860 | INJECTOR ASSY
03-01-1861 | REPAIR KIT OF FUEL INJECTION PUMP
03-01-1862 | REPAIR KIT OF WATER PUMP
03-01-1863 | WATER RADIATOR ASSY
03-01-1864 | OIL RADIATOR ASSY
03-01-1865 | FAN
03-01-1866 | TORQUE CONVERTOR ASSY
03-01-1867 | TORQUE CONVERTOR VALVE ASSY
03-01-1868 | COMPLET TORQUE CONVERTOR HIGH PRESSURE HYDROLIC PIPES
03-01-1869 | GEAR BOX ASSY
03-01-1870 | FORWARD CLUTCH ASSY
03-01-1871 | REVERSE CLUTCH ASSY
03-01-1872 | OUT PUT SHAFT ASSY
03-01-1873 | MIDDLE SHAFT ASSY
03-01-1874 | INPUT SHAFT ASSY
03-01-1875 | GEAR BOX CONTROL VALVE ASSY
03-01-1876 | FRONT DIFFERENTIAL AXLE
03-01-1877 | REAR DIFFERENTIAL AXLE
03-01-1878 | BRAKE DISK REAR WHEEL
03-01-1879 | HUB WHEEL REAR WHEEL
03-01-1880 | TAPERED ROOLER BEARING
03-01-1881 | REAR WHEEL
03-01-1882 | REAR WHEEL SEAL
03-01-1883 | REAR WHEEL SHAFT
03-01-1884 | REAR CARIER WHEEL ASSY
03-01-1885 | FRONT CARIER WHEEL ASSY
03-01-1886 | REAR DRIVE SHAFT ASSY
03-01-1887 | FRONT DRIVE SHAFT ASSY
03-01-1888 | STEERING CYL. ASSY
03-01-1889 | HYDRAULIC STEERUNG DEVICE ASSY
03-01-1890 | STEERING VALVE ASSY
03-01-1891 | STEERING PUMP
03-01-1892 | STEERING HIGH PRESSURE HOSE
03-01-1893 | STEERING CYLINDER REPAIR KIT
03-01-1894 | PRIORITY VALVE ASSY
03-01-1895 | MAIN PUMP ASSY
03-01-1896 | LIFTING HYDRAULIC CYL. ASSY
03-01-1897 | LIFTING HYDRAULIC CYL. REPAIR KIT
03-01-1898 | TILET HYDRAULIC CYL. ASSY
25. SPARE PARTS FOR WHEEL LOADER ZL15C
CODE NO. | DESCRIPTION | PART NO.
03-01-1890 | TILET HYDRAULIC CYL. REPAIR KIT
03-01-1891 | MULTI WAR VALVE CONTROL VALVE
03-01-1892 | PLIERS ASSY
03-01-1893 | PISTON BRAKE SYSTEM
03-01-1894 | REPAIR KIT OF FOOT BRAKE
03-01-1895 | BRAKE PUMP
03-01-1896 | REPAIR KIT OF BRAKE PUMP
03-01-1897 | BUCKET
03-01-1898 | TEETH
03-01-1899 | FRONT EDGE
03-01-1900 | ALTERNATOR ASSY
03-01-1901 | STAROR MOTOR ASSY
03-01-1902 | MEIER PANAL ASSY
03-01-1903 | CURRENT GAGE
03-01-1904 | ENGINE COOLING WATER TEMP. GAGE
03-01-1905 | T.C OIL TEMP. GAGE
03-01-1906 | ENGINE OIL TEMP. GAGE
03-01-1907 | TRANSMISSION OIL PRESSURE GAGE
03-01-1908 | SWITCH STARTER
03-01-1909 | TURNING INDICATOR CONTROL SWITCH
03-01-1910 | ROTOR ALTERNATOR
03-01-1911 | COIL FIELD ALTERNATOR
03-01-1912 | RECTIFIER ALTERNATOR
03-01-1913 | REGULATOR
03-01-1914 | FRONT COVER
03-01-1915 | REAR COVER
03-01-1916 | ARMATURE STARTOR MOTOR
03-01-1917 | COIL FIELD
03-01-1918 | MAGNET
03-01-1919 | ARM COMPLET UPPER RH
03-01-1920 | ARM COMPLET LOWER LH
03-01-1921 | ARM COMPLET LOWER RH
03-01-1922 | BRAKE ASSY FR LH
03-01-1923 | BRAKE ASSY FR RH
03-01-1924 | DRUM BRAKE ASSY RR LH
03-01-1925 | DRUM BRAKE ASSY RR RH
03-01-1926 | JOINT LOWER BALL ASSY
03-01-1927 | JOINT UPPER BALL ASSY
03-01-1928 | WHEEL DISC FOR FRONT
03-01-1929 | SIDE TURN LAMP ASSY RH
03-01-1930 | SIDE TURN LAMP ASSY LH
26.SPARE PARTS FOR JET VOLVO N10 , MODEL ENGINE TD101G273
CODE NO. | DESCRIPTION | PART NO.
03-01-1931 | CYLINDER HEAD | 424868
03-01-1932 | FLYWHEEL | 479543
03-01-1933 | MAIN BEARING KIT | 270438
03-01-1934 | MAIN BEARING KIT | 270439
03-01-1935 | MAIN BEARING KIT | 270440
03-01-1936 | MAIN BEARING KIT | 270441
03-01-1937 | MAIN BEARING KIT | 270442
03-01-1938 | MAIN BEARING KIT | 270443
03-01-1939 | THRUST WASHER KIT | 276758
03-01-1940 | THRUST WASHER KIT | 276759
03-01-1941 | THRUST WASHER KIT | 276760
03-01-1942 | THRUST WASHER KIT | 276761
03-01-1943 | BIGEND BEARING KIT | 270124
03-01-1944 | BIGEND BEARING KIT | 270125
03-01-1945 | BIGEND BEARING KIT | 270126
03-01-1946 | BIGEND BEARING KIT | 270127
03-01-1947 | BIGEND BEARING KIT | 270128
03-01-1948 | BIGEND BEARING KIT | 270129
03-01-1949 | PISTON KIT | 275084
03-01-1950 | BALL BEARING | 1652986
03-01-1951 | CRANK SHAFT GEAR | 423080
03-01-1952 | CONNECTING ROD | 1545299
03-01-1953 | PULLY | 468187
03-01-1954 | BUSHING | 1545302
03-01-1955 | PLUG | 467365
03-01-1956 | INLET VALVE | 479204
03-01-1957 | EXHAUST VALVE | 467855
03-01-1958 | OIL PUMP | 479319
03-01-1959 | SUMP | 1545840
03-01-1960 | PLUG | 1524290
03-01-1961 | OIL FILTER HOUSING | 422797
03-01-1962 | OIL COOLER | 468035
03-01-1963 | FRICTION DISC | 479459
03-01-1964 | TURBOCHARGER | 422935
03-01-1965 | PULLY | 1661878
03-01-1966 | BELT TENSIONER | 1664690
03-01-1967 | ALTERNATOR | 6779261
03-01-1968 | STARTER MOTOR | 465930
03-01-1969 | HEAD LAMP INSERT LH | 1082751
03-01-1970 | HEAD LAMP INSERT RH | 1082752
03-01-1971 | COMBINED LAMP LH | 1082755
03-01-1972 | COMBINED LAMP RH | 1082756
03-01-1973 | TAIL LAMP LH | 1620476
03-01-1974 | TAIL LAMP RH | 1620477
03-01-1975 | WARINING FLASHER | 348553
03-01-1976 | WIPPER MOTOR | 1606338
03-01-1977 | WIPER BLADE | 1372029
03-01-1978 | SWITCH | 1587048
03-01-1979 | SWITCH | 1587043
03-01-1980 | SWITCH | 1578732
03-01-1981 | COTACT | 3962939
03-01-1982 | OIL PRESSURE SENSER | 1082033
03-01-1983 | TEMPERATURE SENSER | 1610946
27.SPARE PARTS FOR JET VOLVO N10 , MODEL ENGINE TD101G273
CODE NO. | DESCRIPTION | PART NO.
03-01-1984 | VOLTAGE CONVERTER | 8156773
03-01-1985 | VOLTAGE CONVERTER | 8156774
03-01-1986 | VOLTAGE CONVERTER | 8156775
03-01-1987 | GEAR LEVER | 1668880
03-01-1988 | GEAR ROD | 1667040
03-01-1989 | INHIBITOR VALVE | 267859
03-01-1990 | INPUT SHAFT | 1653095
03-01-1991 | ROLLER BEARING | 1652556
03-01-1992 | ROLLER BEARING | 1652563
03-01-1993 | OIL PUMP | 1656267
03-01-1994 | PRESSURE PLATE | 1668616
03-01-1995 | DRIVEN PLATE | 1668618
03-01-1996 | RELEASE BEARING | 1655825
03-01-1997 | CLUTCH HOUSING | 1652878
03-01-1998 | RUBBER CUSHION | 1614600
03-01-1999 | STEERING GEAR | 250182
03-01-2000 | CYLINDER LINER KIT | 275627
03-01-2001 | GASKET CYLINDER HEAD | 270789
03-01-2002 | REPAIR KIT | 273873
03-01-2003 | COOLENT PUMP | 1699789
03-01-2004 | TEMERTURE SENSER | 1610946
03-01-2005 | PARKING BRAKE VALVE | 1598586
03-01-2006 | SHOCK ABSORBER | 1609603
03-01-2007 | ROLLER BEARING | 8151816
03-01-2008 | ROLLER BEARING | 8151820
03-01-2009 | AIR FILTER | 1544449
03-01-2010 | AIR FILTER | 1660903
03-01-2011 | NOZZLE | 1545153
03-01-2012 | TENSIONER | 1545360
03-01-2013 | FAN | 1542841
28. SPARE PARTS FOR JET VOLVO FL6 , PCFL618 4 ×2 , MODEL ENGINE D6A230
CODE NO. | DESCRIPTION | PART NO.
03-01-2014 | RUBBER CUSHION | 6772254
03-01-2015 | ENGINE ANCHARAGE | 6774715
03-01-2016 | RUBBER CUSHION | 1613624
03-01-2017 | VALVE COVER | 465951
03-01-2018 | CYLINDER BLOCK | 420990
03-01-2019 | BUSHING | 422076
03-01-2020 | BUSHING | 422077
03-01-2021 | BUSHING | 422078
03-01-2022 | BUSHING | 422079
03-01-2023 | GEAR BOX VOLVO FRANCE | 1308005066
03-01-2024 | BUSHING | 422080
03-01-2025 | BUSHING | 422081
03-01-2026 | BUSHING | 422082
03-01-2027 | FLYWHEEL HOUSING | 420890
03-01-2028 | PISTON RING KIT | 276310
03-01-2029 | CONNECTING ROD | 8192120
03-01-2030 | CRANK SHAFT 9 HOLE | 81912122
03-01-2031 | CRANK SHAFT GEAR | 471528
03-01-2032 | PULLY | 8149366
03-01-2033 | TIMING GEAR CASING | 8192086
03-01-2034 | IDLER GEAR | 8192518
03-01-2035 | COTROL UNIT | 8158019
03-01-2036 | COTROL UNIT | 8158018
03-01-2037 | DRIVE SHAFT | 1522952
03-01-2038 | DRIVE SHAFT | 1522953
03-01-2039 | POWER TAKE OFF | 6874016
03-01-2040 | COTROL CYLINDER | 266454
03-01-2041 | COMPRESSOR | 6795600
03-01-2042 | BEARING BUSHING | 1697102
03-01-2043 | CRANK SHAFT | 1697094
03-01-2044 | BEARING BUSHING | 1697092
03-01-2045 | CONNECTING ROD | 1698852
03-01-2046 | PISTON | 1698848
03-01-2047 | PISTON RING KIT | 3097153
03-01-2048 | CYLINDER | 1697111
03-01-2049 | CYLINDER HEAD | 1698851
03-01-2050 | OIL FILTER | 466634
03-01-2051 | OIL FILTER | 477556
03-01-2052 | FUEL FILTER | 466987
03-01-2053 | DRIVEN PLATE | 1071544
03-01-2054 | RELEASE BEARING | 1655288
03-01-2055 | MASTER CYLINDER | 3093045
03-01-2056 | CLUTCH SERVO | 1673067
03-01-2057 | COOLENT PUMP | 8192050
03-01-2058 | RADIATOR | 814735
03-01-2059 | OIL PUMP | 479317
03-01-2060 | INLET VALVE | 3825723
03-01-2061 | EXHAUST VALVE | 8192143
03-01-2062 | GASKET KIT CYLINDER HEAD | 276821
03-01-2063 | PRESSURE PLATE | 1071393
03-01-2064 | REPAIR KIT MASTER CYLINDER | 3095074
03-01-2065 | REPAIR KIT CLUTCH SERVO | 3095041
29.SPARE PARTS FOR JET VOLVO FL6 , PCFL618 4 ×2 , MODEL ENGINE D6A230
CODE NO. | DESCRIPTION | PART NO.
03-01-2066 | FEED PUMP | 3094716
03-01-2067 | SUPPORT BEARING | 1696389
03-01-2068 | STARTER MOTOR | 8192262
03-01-2069 | ALTERNATOR | 1089861
03-01-2070 | SPIDER | 232458
03-01-2071 | RELAY | 3535142
03-01-2072 | RELAY | 3535680
03-01-2073 | TURBO CHARGER | 8192030
03-01-2074 | OIL COOLER | 1655595
03-01-2075 | HAND PUMP | 3826073
03-01-2076 | SERVO PUMP | 3172499
03-01-2077 | STEERING GEAR | 6790161
03-01-2078 | MAIN BEARING KIT | 271230
03-01-2079 | MAIN BEARING KIT | 271231
03-01-2080 | MAIN BEARING KIT | 271232
03-01-2081 | MAIN BEARING KIT | 271233
03-01-2082 | MAIN BEARING KIT | 271234
03-01-2083 | MAIN BEARING KIT | 271235
03-01-2084 | THRUST WASHER KIT | 276751
03-01-2085 | THRUST WASHER KIT | 276752
03-01-2086 | THRUST WASHER KIT | 276753
03-01-2087 | THRUST WASHER KIT | 276780
03-01-2088 | BIGEND BEARING KIT | 270139
03-01-2089 | BIGEND BEARING KIT | 270140
03-01-2090 | BIGEND BEARING KIT | 270141
03-01-2091 | BIGEND BEARING KIT | 270142
03-01-2092 | BIGEND BEARING KIT | 270143
03-01-2093 | BIGEND BEARING KIT | 270144
03-01-2094 | CYLINDER LINER KIT | 276868
03-01-2095 | REPAIR KITS | 276874
03-01-2096 | ROCKER ARM | 420132
03-01-2097 | THERMOSTAT FAN | 8149470
03-01-2098 | STATER SWITCH | 8159915
03-01-2099 | NOZZLE | 8192099
03-01-2100 | DUST COVER | 1698595
03-01-2101 | DUST COVER | 1698596
03-01-2102 | SPRING | 1698597
03-01-2103 | BRAKE SHOE | 1698598
03-01-2104 | BRAKE LINING KIT | 275973
03-01-2105 | SPRING BRAKE CYLINDER | 6777491
03-01-2106 | BRAKE CHAMPER | 6798730
03-01-2107 | BRAKE CHAMPER | 6798731
03-01-2108 | SPRING BRAKE CYLINDER | 6798729
03-01-2109 | SPRING BRAKE CYLINDER | 6797272
03-01-2110 | FRONT AXLE | 3123514
03-01-2111 | BUSHING | 8150264
03-01-2112 | BEARING | 1588222
03-01-2113 | CONE | 181299
03-01-2114 | CUP | 181125
03-01-2115 | CUP | 181128
03-01-2116 | CONE | 181298
03-01-2117 | INJECTOR | 8192026
03-01-2118 | NOZZLE | 2436399
30. SPARE PARTS FOR JET VOLVO FL6 , PCFL618 4 ×2 , MODEL ENGINE D6A230
CODE NO. | DESCRIPTION | PART NO.
03-01-2119 | JETEING HOSE 1×80 MT
03-01-2120 | WATER PUMP MH55 | 501025
03-01-2121 | CONROD ASSEMBLY | 2500.0004.0
03-01-2122 | CRANK SHAFT | 0500.0008.0
03-01-2123 | ROLLER BEARING -21317CCK | 8111.1101.4
03-01-2124 | SCRAPER MH 55 | 8810.6101.9
03-01-2125 | PISTON COMPLETE | 2500.0108.0
03-01-2126 | BRASS BEARING | 8120.0000.0
03-01-2127 | PISTON GUIDE | 0201.0005.0
03-01-2128 | PLUNGER MH 55 | 0242.0028.0
03-01-2129 | LOWER COVER GASKET | 0806.0007.0
03-01-2130 | UPPER COVER GASKET | 0806.0006.0
03-01-2131 | OIL SEAL 35×47×8.5-SPEC | 8810.8100.1
03-01-2132 | ORING 72.69× 2.62 | 8810.1012.8
03-01-2133 | OIL SEAL COVER | 0634.0048.0
03-01-2134 | ORING 80×2 | 8810.1105.3
03-01-2135 | PACKING SUPPORT MH 55 | 0223.0031.0
03-01-2136 | ORING 96×2 | 8810.1105.4
03-01-2137 | PACKING MH55 | 8810.2001.5
03-01-2138 | PACKING RING MH 55 | 0312.0022.0
03-01-2139 | SPACER MH55 | 0313.0006.0
03-01-2140 | CYLINDER MH 55 | 0622.0019.0
03-01-2141 | ORING 72×4-SPEC | 8810.1125.3
03-01-2142 | GEAR BOX FLANGE | 0631.0007.0
03-01-2143 | GEAR BOX FLANGE GASKET | 0806.0009.0
03-01-2144 | OIL SEAL 0 60×80×10 | 8810.8002.8
03-01-2145 | ROLLER BEARIING 22212 | 8111.1001.2
03-01-2146 | GEAR BOX GASKET | 0806.0008.0
03-01-2147 | PINION SHAFT 1500 RPM (Z20) | 0520.0007.0
03-01-2148 | ROLLER BEARING 21309 | 8111.1000.6
03-01-2149 | GEAR RETAINING FLANGE | 0300.0008.0
03-01-2150 | GEAR 1500 RPM (Z 53) | 0520.0006.0
03-01-2151 | ROLLER BEARING -21317-CC | 8111.1002.1
03-01-2152 | VALVE COVER | 0632.0003.0
03-01-2153 | ANTIEXTURSION RING | 8811.1200.3
03-01-2154 | ORING 70×4-SPEC | 8810.1125.2
03-01-2155 | DELIVERY VALVE GUIDE | 0212.0009.0
03-01-2156 | DELIVERY VALVE SPRING | 0902.0005.0
03-01-2157 | DELIVERY VALVE PLATE | 0822.0006.0
03-01-2158 | DELIVERY VALVE SEAT | 0812.0007.0
03-01-2159 | ORING 72 ×3-SPEC | 8810.1116.8
03-01-2160 | ORING 56×3-SPEC | 8810.1116.1
03-01-2161 | SUCTION VALVE GUIDE | 0212.0007.0
03-01-2162 | SUCTION VALVE SPRING | 0902.0004.0
03-01-2163 | SUCTION VALVE PLATE | 0822.0005.0
03-01-2164 | SUCTION VALVE SEAT | 0812.0006.0
03-01-2165 | PLUG G 1/2 | 0840.0001.0
03-01-2166 | VALVE ASSEMBLY | 2080.0523.0
03-01-2167 | ORING 69.5 ×3 MH55 | 8810.1116.7
03-01-2168 | P.T.O | 501037
03-01-2169 | HYDRAULIC GEAR PUMP | 3035413
31. SPARE PARTS FOR JET VOLVO FL6 , PCFL618 4 ×2 , MODEL ENGINE D6A230
CODE NO. | DESCRIPTION | PART NO.
03-01-2170 | PN3 PNEUMATIC REGULATION VALVE | 2435280
03-01-2171 | PNEUMATIC LEVER | 1970929
03-01-2172 | SWITCH LIGHT | 3535276
03-01-2173 | PNEUMATIC SWITCH | 2435164
03-01-2174 | SOLENOD VALVE | 3535654
03-01-2175 | AIR PRESSURE REGULATOR | 2435256
03-01-2176 | AIR PRESSURE SWITCH | 3539006
03-01-2177 | BUSHING OR PISTON | SCP22300310
03-01-2178 | VALVE | SC97000102
03-01-2179 | ORING | SC881011052
03-01-2180 | ORING | SC881061017
03-01-2181 | ORING | 881010127
03-01-2182 | BUSHING OR PISTON | SC.024200360
03-01-2183 | BUSHING OR PISTON | SC.022300360
32. Spare parts related to Baghdad Mayoralty
Iveco EuroCargo ML170E23
CODE NO | Descriptions | Part No.
03-01-2184 | Engine complete | 99437529
03-01-2185 | Kit overhal gasket | 1907853
03-01-2186 | Valves grind set | 1907854
03-01-2187 | Crank shaft assy. | 99468758
03-01-2188 | Conn. Rod assy. | 98461753
03-01-2189 | Big - end bush | 98459977
03-01-2190 | Con. Rod STD | 1930201
03-01-2191 | Con. Rod bear - 0.254 | 1930202
03-01-2192 | Con. Rod Bear - 0.508 | 1930203
03-01-2193 | Big end bolt | 4780627
03-01-2194 | Fly wheel assy. | 4846997
03-01-2195 | Ring Gear | 4862411
03-01-2196 | Hexagon bolt for fly wheel | 4779121
03-01-2197 | Piston Assy. | 1908888
03-01-2198 | Pisto Assy. + 0.6 | 1908889
03-01-2199 | Piston Ring Set STD | 1908162
03-01-2200 | Piston ring sets + 0.6 | 1908700
03-01-2201 | Piston Pin | 4835569
03-01-2202 | Circlip | 4770452
03-01-2203 | Thrust ring set STD | 1901385
03-01-2204 | Thrust ring set + 0.1 | 1901386
03-01-2205 | Thrust ring set + 0.2 | 1901387
03-01-2206 | Thrust ring set + 0.5 | 1901388
03-01-2207 | Main bearing set STD | 1930812
03-01-2208 | Main bearing set 0.2 | 1930813
03-01-2209 | Main bearing set 0.5 | 1930814
03-01-2210 | Oil pump drivegear | 4834232
03-01-2211 | Hub | 4655847
03-01-2212 | Vibration damper | 99456731
03-01-2213 | Nut | 4600189
03-01-2214 | Pulley | 98415894
03-01-2215 | Hexagon bolt for fly wheel | 11288024
03-01-2216 | Oil nozzle for piston | 98475474
03-01-2217 | Screw connector | 98475228
03-01-2218 | Crank case assy. | 4848145
03-01-2219 | Oil sump assy. | 4819237
03-01-2220 | Threaded oil plug (for oil sump) | 4847102
03-01-2221 | O-ring | 98465103
03-01-2222 | Kit-oil sump gasket | 1907811
03-01-2223 | Cylinder liner | 4803030
03-01-2224 | Cam shaft bearing | 98414982
03-01-2225 | Cam shaft bearing | 98414983
03-01-2226 | Cam shaft bearing | 98414984
03-01-2227 | Cam shaft bearing | 98414985
03-01-2228 | Cam shaft bearing | 98414986
03-01-2229 | Cam shaft bearing | 98414987
03-01-2230 | Cam shaft bearing | 98414988
03-01-2231 | Connector | 98407879
03-01-2232 | Dowel Pin Diam = 5 mm | 17254970
03-01-2233 | Front Case cover assy. | 4834357
03-01-2234 | Shaft seal front c. cover | 99469265
03-01-2235 | Flat engine GKT front cover | 98424040
03-01-2236 | Timming gear housin assy. | 98410636
03-01-2237 | Flat engine GKT timming gear | 98424039
03-01-2238 | Bracket left | 4848312
03-01-2239 | Braket right | 4848295
03-01-2240 | Shaft seal rear case cover | 99457401
03-01-2241 | Flat engine GKT rear case cover | 4849994
03-01-2242 | Cylinder head assy. | 99452581
03-01-2243 | Intake elbow | 99436915
03-01-2244 | Intake elbow GKT | 4851921
03-01-2245 | Cyln. Head cover | 99444674
03-01-2246 | Cyln. Head cover gasket | 98427866
03-01-2247 | Temp. transmitter | 4837951
03-01-2248 | Exhaust manifold front | 4831581
03-01-2249 | connector sleeve | 4833838
03-01-2250 | Exhaust manifold rear | 98420293
03-01-2251 | Spacing bar (Exhaust manifold) | 98486518
03-01-2252 | Hexagon bolt (Exhaust Manifold) | 98483026
03-01-2253 | Exhaust manifold GKT | 98489690
03-01-2254 | Cyln. Head gasket sp=1.35 mm | 1907832
03-01-2255 | Cyln. Head gasket sp=1.58 mm | 1907838
03-01-2256 | Exahust valve | 1908395
03-01-2257 | Inlet valve | 1908394
03-01-2258 | Valve guide | 98474643
03-01-2259 | Valve guide + 0.2 | 98474645
03-01-2260 | Shaft seal | 40102063
03-01-2261 | Valve seat STD | 98495483
03-01-2262 | Valve seat + 0.20 | 98495489
03-01-2263 | Spring cap botton | 4832572
03-01-2264 | Engine valve spring | 98437995
03-01-2265 | Spring cap top | 4832571
03-01-2266 | Valve cone | 61320851
03-01-2267 | Rocker Shaft Assy. | 4848131
03-01-2268 | Rocker Bracket | 4831533
03-01-2269 | Stud | 98458150
03-01-2270 | Rocker arm assy. | 4849990
03-01-2271 | Nut (screw arm) | 61584377
03-01-2272 | Rocker arm screw | 4786841
03-01-2273 | Rocker arm spring | 4833900
03-01-2274 | Nozzle holder seat | 4770859
03-01-2275 | O-ring nozzle holder | 17278981
03-01-2276 | Stud nozzle holder | 13517521
03-01-2277 | Cyl. Head stud (each cyl. Head 26 stud) | 4799457
03-01-2278 | Exhaust hexagon bolt | 98483027
03-01-2279 | Cam shaft assy. | 99468762
03-01-2280 | Valve tappet | 98471499
03-01-2281 | Push rod | 4832667
03-01-2282 | Guide bolt | 98414013
03-01-2283 | Timing drive gear Assy. Z = 46 | 99468760
03-01-2284 | Timing drive gear Assy. Z= 49 | 98428921
03-01-2285 | Cam shaft pinion Assy. Z= 54 | 98420176
03-01-2286 | Cam shaft pinion Assy. Z = 50 | 99458464
03-01-2287 | Turbo charger assy. | 98441188
03-01-2288 | Kit turbocharger | 93161400
03-01-2289 | Flat engine GKT | 98428396
03-01-2290 | Hexagon bolt (For turbocharger) | 98491312
03-01-2291 | Flat engine GKT | 98428400
03-01-2292 | Manifold | 98417936
03-01-2293 | Oil line | 4834182
03-01-2294 | Connector | 4834851
03-01-2295 | Air pipe / duct | 4843473
03-01-2296 | Clip | 4843862
03-01-2297 | O-ring | 17283481
03-01-2298 | Oil dipstick assy. | 98420503
03-01-2299 | Lube oil pump assy. | 500317093
03-01-2300 | Oil pump valve | 4834861
03-01-2301 | Heat exchange cover | 4831158
03-01-2302 | Flat engine GKT for heat exchange | 4850952
03-01-2303 | Oil coller | 99435959
03-01-2304 | Heat exchange body | 4830896
03-01-2305 | Threadeol union | 61315507
03-01-2306 | Oil filter support assy. | 4903629
03-01-2307 | Air hood | 98428772
03-01-2308 | Blower | 98437234
03-01-2309 | Hub | 4858278
03-01-2310 | Water pump belt | 500370647
03-01-2311 | Water pump pulley | 98415893
03-01-2312 | Water pump | 4838676
03-01-2313 | Thermostat body | 98431828
03-01-2314 | connector sleeve | 4835356
03-01-2315 | Thermostat body | 98432310
03-01-2316 | Cover | 98416791
03-01-2317 | Cover | 4834983
03-01-2318 | Water pipe | 98437261
03-01-2319 | Swivel coupling | 98438152
03-01-2320 | Screw connector | 4846937
03-01-2321 | Water pipe | 4848622
03-01-2322 | Starter motor assy. | 500325137
03-01-2323 | Starter support | 79075906
03-01-2324 | Bush | 8190143
03-01-2325 | Starter supporty assy. | 1308810
03-01-2326 | Starter winding | 8190148
03-01-2327 | Kit-starter | 79045355
03-01-2328 | Starter pinion assy. | 79033659
03-01-2329 | Bush | 79033670
03-01-2330 | Starter armature | 8122158
03-01-2331 | Carbon brushes | 42522978
03-01-2332 | Tie rod | 1308813
03-01-2333 | Start couple lever | 8190144
03-01-2334 | Relay | 1309205
03-01-2335 | Starter support | 1308847
03-01-2336 | Spring | 1308848
03-01-2337 | Cover assy. | 79075905
03-01-2338 | Alternator assy. | 98417133
03-01-2339 | Generator fan | 4470778
03-01-2340 | Generator pulley | 98418920
03-01-2341 | voltage regulator assy. | 93158421
03-01-2342 | Kit-generator | 1307188
03-01-2343 | Carbon brushes | 9939709
03-01-2344 | Kit-generator | 93161165
03-01-2345 | Generator rotor assy. | 93191994
03-01-2346 | Ball bearing | 1905441
03-01-2347 | Generator support | 79022466
03-01-2348 | Generator support assy. | 93160238
03-01-2349 | Rectifier | 79078926
03-01-2350 | Generator stator | 93160234
03-01-2351 | Ball bearing | 1905473
03-01-2352 | Air compressor assy. | 98464999
03-01-2353 | Kit air compressor | 79069742
03-01-2354 | Kit air compressor | 42533832
03-01-2355 | Kit air compressor | 42533833
03-01-2356 | Kit air compressor | 42533834
03-01-2357 | Kit air compressor | 93161295
03-01-2358 | Kit air compressor | 93161296
03-01-2359 | Kit air compressor | 93161297
03-01-2360 | Kit air compressor | 93161298
03-01-2361 | Com. Drive gear | 98416784
03-01-2362 | Oil pump steering assy. | 4838335
03-01-2363 | Kit-hydrost pump | 8124619
03-01-2364 | Kit hydrost pump | 93161236
03-01-2365 | Kit hydrost pump | 93161399
03-01-2366 | Hub | 4630543
03-01-2367 | Ring | 4621358
03-01-2368 | Support assy. | 98411290
03-01-2369 | Shaft | 98420198
03-01-2370 | Support assy. | 4832747
03-01-2371 | Inline inject. Pump assy. | 98493215
03-01-2372 | Setting device assy. | 93160667
03-01-2373 | Inject. Pump cyl. | 42531273
03-01-2374 | Injection Pump housing | 93160696
03-01-2375 | Kit inkection pump | 93161211
03-01-2376 | Fuel pump | 93163940
03-01-2377 | Rear cover | 93191562
03-01-2378 | Diaphragm | 93194873
03-01-2379 | Cylinder | 93160652
03-01-2380 | Cylinder | 93160669
03-01-2381 | Support assy. | 98413005
03-01-2382 | connector sleeve | 99430877
03-01-2383 | Injection pump sleeve | 98466574
03-01-2384 | Advance unit | 98498384
03-01-2385 | Nozzle assy. | 99444432
03-01-2386 | Fuel nozzle | 99444433
03-01-2387 | Fuel filter assy. | 98447551
03-01-2388 | Fuel filter elem. | 1907640
03-01-2389 | Injec. Line set assy. | 99480423
03-01-2390 | Fuel filter support | 500316868
03-01-2391 | Fuel filter elem water separated | 1908547
03-01-2392 | Sensor | 98431956
03-01-2393 | Gear box / 1 assy. 2865.6 LHD | 8859154
03-01-2394 | Kit gear box | 1908339
03-01-2395 | Front gear box cover | 8859336
03-01-2396 | Shaft seal | 40101843
03-01-2397 | Clutch housing | 8859075
03-01-2398 | Transmission case | 8859073
03-01-2399 | Rear gear box cover | 8859220
03-01-2400 | Shaft seal | 40100503
03-01-2401 | Adhesive / Sticker loctite | 93162432
03-01-2402 | Input shaft 5th speed | 8863078
03-01-2403 | Gear box bearings | 1905397
03-01-2404 | Roller cage | 1905271
03-01-2405 | Fastening ring | 8863079
03-01-2406 | Set of shims | 8860774
03-01-2407 | Kit-synchronizer | 8861647
03-01-2408 | Roller cage | 1905264
03-01-2409 | Splitter gear 5th speed | 8859353
03-01-2410 | Set of shims | 8859309
03-01-2411 | Roller cage | 1905241
03-01-2412 | Splitter hear 4th speed | 8863093
03-01-2413 | Kit - synchronizer (4th speed) | 8859905
03-01-2414 | Roller cage | 1905263
03-01-2415 | Splitter gear 3rd speed | 8863092
03-01-2416 | Splitter gear 2nd speed | 8863091
03-01-2417 | Kit-synchronizer | 8860511
03-01-2418 | Synchronizer complete | 8869977
03-01-2419 | Roller cage | 1905262
03-01-2420 | Splitter gear 1st speed | 8859466
03-01-2421 | Gear box hub | 8859469
03-01-2422 | Reverse gear | 8859465
03-01-2423 | Roller cage | 1905253
03-01-2424 | Stop washer | 8859502
03-01-2425 | Gear box bearings | 1905260
03-01-2426 | Worm | 8859221
03-01-2427 | Shift sleeve | 8859400
03-01-2428 | Hexagon nut | 8860552
03-01-2429 | Counter shaft | 99808066
03-01-2430 | Gear box bearings | 1905261
03-01-2431 | Spacing bar | 8862210
03-01-2432 | Return shaft | 8861569
03-01-2433 | Dowel Pin | 17259070
03-01-2434 | Roller cage | 1905254
03-01-2435 | Reverse gear sp = 32 | 8859095
03-01-2436 | Block | 8859186
03-01-2437 | Gear selector | 8859120
03-01-2438 | Thrust rod | 8859081
03-01-2439 | Locking plate | 8859420
03-01-2440 | Shift fork rod | 8859056
03-01-2441 | Stift-fork 6°-5° | 8862000
03-01-2442 | Shift-fork 4°-3° | 8862004
03-01-2443 | Stift-fork 2°-1° | 8859036
03-01-2444 | Shift fork RV speed | 8859182
03-01-2445 | Bush | 8859274
03-01-2446 | Shift fork rod | 8859028
03-01-2447 | Gear select. Sleeve | 8859165
03-01-2448 | Dowl Pin | 17272970
03-01-2449 | Upper gear box | 8859033
03-01-2450 | Lever K nob | 98408939
03-01-2451 | Shift lever | 4840325
03-01-2452 | Screen | 4725230
03-01-2453 | Flange | 98420441
03-01-2454 | Clutch assy. | 1908538
03-01-2455 | Clutch disc | 99432135
03-01-2456 | Release sleeve | 1905274
03-01-2457 | Kit clutch plate | 93161927
03-01-2458 | Clutch lever | 42115302
03-01-2459 | Bush | 42115377
03-01-2460 | Shaft | 42115322
03-01-2461 | Rear axle assy. | 7173462
03-01-2462 | Brake drum | 7173281
03-01-2463 | Power steering assy. | 8161688
03-01-2464 | Steering rod | 98469650
03-01-2465 | Steering arm | 98431233
03-01-2466 | Steering spindle | 98415270
03-01-2467 | Steering bracket | 500308775
03-01-2468 | Steering support assy. | 98437502
03-01-2469 | Steering bearing | 98437501
03-01-2470 | Steering wheel assy. | 8143881
03-01-2471 | Cab shock absorber | 99438144
03-01-2472 | Cab tilting pump assy. | 500316981
03-01-2473 | Cab tilting cylinder assy. | 98427951
03-01-2474 | Support | 8142925
03-01-2475 | Air filter | 1907557
03-01-2476 | Air clener assy. | 500392989
03-01-2477 | Duplex distributor assy. | 99435645
03-01-2478 | Kit-air distributor | 93161885
03-01-2479 | Kit-air distributor | 93161868
03-01-2480 | Tractor brake val assy. | 8137037
03-01-2481 | Kit brake val | 93161152
03-01-2482 | Rear eng. Mount | 98479055
03-01-2483 | Support | 98417426
03-01-2484 | Front engin. Mount right | 98417420
03-01-2485 | Front engin. Mount left | 98466933
03-01-2486 | Cab shock absorber | 98408734
03-01-2487 | Support ssy. | 98482779
03-01-2488 | Oil pressure gauge | 98474450
03-01-2489 | Temperature indicator water | 4860446
03-01-2490 | Pressure gauge air | 4822921
03-01-2491 | Fuel gauge | 4822918
03-01-2492 | oil filter . | 1903629
33. SPARE PARTS FOR TIPPER CALABRESE Model 380 E 31
EURO TRAKKER TIPPER CALABRESE
CODE NO. | Description | Part No.
03-01-2493 | Gearbox Eaton RT 14609A LHD | 8851552
03-01-2494 | Front Gearbox cover | 93157158
03-01-2495 | Oil retainer | 7981329
03-01-2496 | Shaft seal | 93193398
03-01-2497 | Retainer | 7980781
03-01-2498 | Rear gearbox cover | 93193448
03-01-2499 | Upper gearbox cover | 42533171
03-01-2500 | Threaded plug | 93156206
03-01-2501 | O-ring (2 for each) | 42531748
03-01-2502 | Switch | 42531747
03-01-2503 | Retainer (2 for each) | 7984791
03-01-2504 | Rear light switch | 42531746
03-01-2505 | Protection | 8197973
03-01-2506 | Pin | 9930221
03-01-2507 | Gasket | 9930222
03-01-2508 | Spring | 8123646
03-01-2509 | Ball (3 for each) | 9930376
03-01-2510 | Threaded plug Magnetic | 8122703
03-01-2511 | Parallel pin (2 for each) | 93156895
03-01-2512 | Transmission case | 9989141
03-01-2513 | Side gearbox cover | 9930152
03-01-2514 | Lower gearbox cover | 93193285
03-01-2515 | Circlip (2 for each) | 9930124
03-01-2516 | Gearbox Bearing (2 for each) | 1905076
03-01-2517 | Countershaft (2 for each) | 7980766
03-01-2518 | Key (2 for each) | 9989093
03-01-2519 | Dowel pin (2 for each) | 9930299
03-01-2520 | Key (2 for each) | 7980769
03-01-2521 | Splitter gear (1st speed) (2 for each) | 8123641
03-01-2522 | Splitter gearb (2nd speed) (2 for each) | 7984336
03-01-2523 | Splitter gearb (3rd speed) (2 for each) | 7984171
03-01-2524 | Splitter gearb PTO left | 9989107
03-01-2525 | Splitter gear PTO right | 8122711
03-01-2526 | Splitter gear (4th speed) (2 for each) | 8123643
03-01-2527 | Circlip (2 for each) | 7980763
03-01-2528 | Gearbox bearings (2 for each) | 1905006
03-01-2529 | Circlip (2 for each) | 7980790
03-01-2530 | Hexagon bolt (2 for each) | 7980771
03-01-2531 | Washer (2 for each) | 9930117
03-01-2532 | Washer (2 for each) | 42532114
03-01-2533 | Gearbox bearings (2 for each) | 9930118
03-01-2534 | Reverse gear (2 for each) | 9989128
03-01-2535 | Plate (2 for each) | 9930234
03-01-2536 | Return shaft (2 for each) | 42533169
03-01-2537 | Spring lockwasher (2 for each) | 42533170
03-01-2538 | Hexagon bolt (2 for each) | 42533176
03-01-2539 | Cap nut | 9930095
03-01-2540 | Gearbox bearings | 1905077
03-01-2541 | Spacing bar | 9989117
03-01-2542 | Circlip (6 for each) | 9989103
03-01-2543 | Splitter gear (4th speed) | 8123642
03-01-2544 | Input shaft | 93193437
03-01-2545 | Bush | 93158011
03-01-2546 | Main shaft assy. | 9989092
03-01-2547 | Dowel pin | 9930298
03-01-2548 | Reverse gear | 9989127
03-01-2549 | Spacing ring (5 for each) | 9989102
03-01-2550 | Spacing ring (sp=6.3 - 6.35 mm) (5 for each) | 93190927
03-01-2551 | Spacing ring (sp=6.42 - 6.47 mm) (5 for each) | 93193412
03-01-2552 | Spacing ring (5 for each) | 93193439
03-01-2553 | Spacing ring (5 for each) | 93193440
03-01-2554 | Spacing ring (5 for each) | 93193441
03-01-2555 | Spacing ring (5 for each) | 93193442
03-01-2556 | Sliding sleeve (3 for each) | 9989108
03-01-2557 | Splitter gear Low speed | 9989126
03-01-2558 | Splitter gear 1st speed | 8123638
03-01-2559 | Splitter gear 2nd speed | 8123637
03-01-2560 | Splitter gear 3rd speed | 8123639
03-01-2561 | Circlip (2 for each) | 9989131
03-01-2562 | Circlip | 9989118
03-01-2563 | Gearbox bearings | 1905427
03-01-2564 | Saddle plate | 93158013
03-01-2565 | Hexagon bolt (6 for each) | 93193450
03-01-2566 | O-ring (2 for each) | 9989134
03-01-2567 | Splitter gear | 93160876
03-01-2568 | Spring (3 for each) | 9930174
03-01-2569 | Synchronizer | 93191874
03-01-2570 | Synchronizer | 93193453
03-01-2571 | Output shaft assy. | 93193454
03-01-2572 | Spacer ring | 8121706
03-01-2573 | Splitter gear | 93193455
03-01-2574 | Washer | 8121705
03-01-2575 | Gearbox bearings | 1905007
03-01-2576 | Cap nut | 93157132
03-01-2577 | O-ring | 93156008
03-01-2578 | Worm | 93159912
03-01-2579 | Key | 93190928
03-01-2580 | Protection | 8193877
03-01-2581 | Flange (Diam = 180 mm four holes) | 93156010
03-01-2582 | Kit-synchronizer | 93191961
03-01-2583 | Gearbox bearings (Diam=35x80 mm sp=21 mm) (2 for each) | 1905004
03-01-2584 | Countershaft (2 for each) | 93193449
03-01-2585 | Gearbox bearings (2 for each) | 1905426
03-01-2586 | Spacer ring (2 for each) | 42534193
03-01-2587 | Gearshaft assy. For LHD gearbox | 993155013
03-01-2588 | Protective hood | 9930725
03-01-2589 | Washer | 8193879
03-01-2590 | Bush (2 for each) | 9931115
03-01-2591 | Housing assy. Front | 93194985
03-01-2592 | Screw | 8190234
03-01-2593 | Clip | 93156363
03-01-2594 | spring | 8190235
03-01-2595 | Washer (2 for each) | 9984394
03-01-2596 | Spacing bar | 8190232
03-01-2597 | Spring | 9984391
03-01-2598 | Bush | 9984392
03-01-2599 | Washer | 9984390
03-01-2600 | Propeller shaft | 9985058
03-01-2601 | Dowel pin | 9984393
03-01-2602 | Housing | 8194926
03-01-2603 | Cover assy. Rear | 9984405
03-01-2604 | Hexagon bolt (8 for each) | 93156361
03-01-2605 | Flat hearbox gasket (2 for each) | 93155572
03-01-2606 | threaded plug | 93156206
03-01-2607 | Hexagon bolt (2 for each) | 93194227
03-01-2608 | Shift fork | 93194226
03-01-2609 | Valve | 8196992
03-01-2610 | Hexagon bolt (8 for each) | 9930382
03-01-2611 | O-ring | 2981388
03-01-2612 | Shift fork rod | 93194225
03-01-2613 | Valve plunger | 9930130
03-01-2614 | O-ring | 9930132
03-01-2615 | O-ring | 2981391
03-01-2616 | Nut | 9930370
03-01-2617 | Cover | 7982331
03-01-2618 | Connector | 9981636
03-01-2619 | Stop 2nd-3rd speed | 9930161
03-01-2620 | Parallel pin | 9930065
03-01-2621 | Stop | 9930162
03-01-2622 | Ball (2 for each) | 9930392
03-01-2623 | Shift fork rod (3rd direct speed) | 9989140
03-01-2624 | Shift fork 1st-2nd speed | 9989112
03-01-2625 | Shift fork rod (1st-2nd speed) | 9989111
03-01-2626 | Shift fork (3rd-director speed) | 9989113
03-01-2627 | Shift fork rod (low-recerse speed) | 9989110
03-01-2628 | Spring | 9930078
03-01-2629 | Propeller shaft | 93191134
03-01-2630 | Shift for (low reverse speed | 7980671
03-01-2631 | Washer | 7982341
03-01-2632 | Threaded plug (m18) | 7982345
03-01-2633 | Screw (5 for each) | 8190880
03-01-2634 | Pin | 9989841
03-01-2635 | Kit-gear box | 8124747
03-01-2636 | Flat gearbox gasket | 8120120
03-01-2637 | Spring | 8190236
03-01-2638 | thrust rod | 8123647
03-01-2639 | Connector (3 for each) | 9930103
03-01-2640 | Hexagon bolt (4 for each) | 8197225
03-01-2641 | Hose | 7982304
03-01-2642 | Hose | 42490452
03-01-2643 | Filter assy. | 7980775
03-01-2644 | Kit-gearbox | 7980776
03-01-2645 | Screw | 9930380
03-01-2646 | Retainer | 7980781
03-01-2647 | Hose | 8120248
03-01-2648 | Hexagon bolt (2 for each) | 93157002
03-01-2649 | Clip | 8198420
03-01-2650 | Kit-gearbox | 8124733
03-01-2651 | Guide bush assy. | 8196991
03-01-2652 | O-ring | 93194811
03-01-2653 | Power take off assy. | 8850858
03-01-2654 | Cilynder old | 503650
03-01-2655 | Deviator old | 2435606
03-01-2656 | Pompo imgr. F40.870 | 3035162
03-01-2657 | P.diF. 1900 HY | 3038155
03-01-2658 | Fondello | 36FON154
34. SPARE PARTS FOR IVECO EURO TRAKKER UNITS GARBAGE COLLECTION
CODE NO. | Description | Part No.
03-01-2659 | FUEL FILTER ASSY | 98447551
03-01-2660 | FUELE FILTER ELEM | 1907640
03-01-2661 | FUEL FILTER ELEM | 1908547
03-01-2662 | FUEL FILTER. SUPPORT | 500316868
03-01-2663 | TURBO CHARGER ASSY | 9846 2944
03-01-2664 | KIT- TURBO CHARYER | 9316 1441
03-01-2665 | OIL FILTER ASSY | 9846 9515
03-01-2666 | OIL FILTER | 190 3629
03-01-2667 | GEAR BOX ZF 16s151 LHD | 8851700
03-01-2668 | KiT . G . BOX GAsKeTs | 93161691
03-01-2669 | KiT . G . BOX GAsKeTs | 93161691
03-01-2670 | KiT . G . BOX GAsKeTs | 93161691
03-01-2671 | PLATE | 42531750
03-01-2672 | PUMP SHAFT | 42531421
03-01-2673 | TURNING GEAR | 93191179
03-01-2674 | COVER | 42530599
03-01-2675 | INPUT SHAFT ASSY | 42534440
03-01-2676 | GEAR BOX BEARINGS | 299 1733
03-01-2677 | STOP | 93156036
03-01-2678 | SPRING | 2967403
03-01-2679 | SYNCHROMESH BODY | 931564118
03-01-2680 | SLIDING SLEEVE | 42534465
03-01-2681 | SYNCHRO NIZER | 42532487
03-01-2682 | GEAR WHEEL | 42534629
03-01-2683 | COUNTER SHAFT | 93193579
03-01-2684 | BOLLER BEARING | 1905328
03-01-2685 | GEAR BOX BEARING | 7982090
03-01-2686 | GEAR WHEEL | 93190513
03-01-2687 | MAIN SHAFT | 9316 3894
03-01-2688 | ROLLER BEARING | 299 1734
03-01-2689 | ROLER CAGE | 190 5331
03-01-2690 | ROLER CAGE | 190 5330
03-01-2691 | REVUSE GEAR Z= 44 | 9319 0518
03-01-2692 | GEAR WHEEL 1ST SPEED | 9319 0516
03-01-2693 | SYN CHRO NIZER | 9316 3896
03-01-2694 | SLIDIN G SLEEVE | 4253 4633
03-01-2695 | SYX CHRO NIZER | 4253 4634
03-01-2696 | GEAR WHEEL 2 NO SPEED | 93190 515
03-01-2697 | GEAR WHEEL 3RD SPEED | 93190519
03-01-2698 | SYNCHRO NIZER | 93156419
03-01-2699 | SLIDING SLEEVE | 4253 4465
03-01-2700 | SYNCHRO NIZER | 4253 2487
03-01-2701 | ROLLER BEARNG | 190 5334
03-01-2702 | SPLITTER GEAR 4 TH SPEED | 4253 2887
03-01-2703 | ROLLER CAGE | 9315 6500
03-01-2704 | CIRCLIP | 9315 6515
03-01-2705 | G. BOX SATTELITE | 9316 3913
03-01-2706 | G. BOX HUBGEAR CARR | 9316 3916
03-01-2707 | G. BOX INT .RING GEAR | 9316 3917
03-01-2708 | G. BOX PLANTE . CORR | 9316 3912
03-01-2709 | GUIDE BOLT | 9316 3915
03-01-2710 | SYNCHRO ME SH BODY HIGH GEARS | 9315 6049
03-01-2711 | SYNCHRO NIZER | 4253 2826
03-01-2712 | SYNCHRO ME SH BODY LOW GEAR | 9319 1215
03-01-2713 | ELECTRON. TRANS MITT | 485770
03-01-2714 | SHIFT FORK ROAD | 9319 0523
03-01-2715 | VALVE | 4253 4677
03-01-2716 | CYLINDER | 4253 2018
03-01-2717 | OPERATING PISTON | 9319 3406
03-01-2718 | SHIFT FORK | 9319 0546
03-01-2719 | SLINDING SHOE | 819 8817
03-01-2720 | GEAR BOX BEARINGS | 7982 088
03-01-2721 | SHIFT LEVER | 4121 0621
03-01-2722 | SUPPORT | 8138 792
03-01-2723 | STIFFENING PLATE | 4101 5805
03-01-2724 | BEARING HOUSING | 4101 3879
03-01-2725 | GUIDE SLEEVE | 4101 1049
03-01-2726 | STEERING ROD | 4100 5463
03-01-2727 | STEERING ARM | 4100 9871
03-01-2728 | POWER STEERING ASSY | 8161 689
03-01-2729 | STEERING SPINDLE | 8139 398
03-01-2730 | STEERING BEARING | 4100 2412
35. SPARE PARTS FOR WHEEL LOADER ,TYPE ZL 40B
8. HYDRAULIC SYSTEM ENGINE TYPE DF6135-11A
CODE NO. | DESCRIPTION | QTY.
03-01-2731 | PRESSURE VALVE
03-01-2732 | OUT LET PRESSURE VALVE
03-01-2733 | RELIEF VAVLE
03-01-2734 | ACCUMULATER
03-01-2735 | TRANSMISSION CONTROL VALVE
03-01-2736 | GEAR PUMP FOR TRANSMISSION
03-01-2737 | RETURN OIL FILTER
03-01-2738 | GEAR PUMP FOR LIFTING
03-01-2739 | DISTRIBUTION VAVLE
03-01-2740 | LIFT CYLINDER
03-01-2741 | TILT CYLINDER
03-01-2742 | COTROL CABLE
9. BRAKE SYSTEM VALVE PARTS
03-01-2743 | AIR COMPRESSOR
03-01-2744 | AIR BOOSTING PUMP
03-01-2745 | AIR BRAKE VALVE
03-01-2746 | BRAK PLIERS (ASSY.)
03-01-2747 | FRICTION SPACER (ASSY.)
03-01-2748 | BRAKE DISK (FLANGE)
10. WORKING EQUPMENT
03-01-2749 | BUCKET TEETH
03-01-2750 | EDGE WEAR (SET)
03-01-2751 | BUCKET TEETH BOLTS AND NUT
03-01-2752 | COMPLET CAB
03-01-2753 | LEFT SIDE FLOW ASSY
03-01-2754 | RIGHT SIDE FLOW ASSY
03-01-2755 | FRONT HOOD
03-01-2756 | REAR HOOD
03-01-2757 | ENGINE HOOD ASSY
11. FILTERS GROUP
03-01-2758 | FILTER SCREEN (ASSY.) (T.SYSTEM)
03-01-2759 | FILTER SCREEN (ASSY.) RETUNE OIL FILTER)
03-01-2760 | AIR FILTER (GROUP)
03-01-2761 | FILTER PORTAT FILTER (FUEL TANK)
03-01-2762 | OIL FILTER OF TANK (SET)
03-01-2763 | OIL FILTER ( ENGINE)
03-01-2764 | FUEL FILTER (ENGINE)
36. SPARE PARTS FOR WHEEL LOADER ,TYPE ZL 40DENGINE TYPE WD61500
8. HYDRAULIC SYSTEM
DESCRIPTION
03-01-2765 | PRESSURE VALVE
03-01-2766 | OUTLET PRESSURE VALVE
03-01-2767 | RELIEF VAVLE
03-01-2768 | ACCUMULATER
03-01-2769 | TRANSMISSION CONTROL VALVE
03-01-2770 | GEAR PUMP FOR TRANSMISSION
03-01-2771 | RETURN OIL FILTER
03-01-2772 | GEAR PUMP FOR LIFTING
03-01-2773 | DISTRIBUTION VAVLE
03-01-2774 | LIFT CYLINDER
03-01-2775 | TILT CYLINDER
03-01-2776 | CONTROL CABLE
9. BRAKE SYSTEM VALVE PARTS
03-01-2777 | AIR COMPRESSOR
03-01-2778 | AIR BOOSTING PUMP
03-01-2779 | AIR BRAKE VALVE
03-01-2780 | BRAK PLIERS (ASSY.)
03-01-2781 | FRICTION SPACER (ASSY.)
03-01-2782 | BRAKE DISK
10. WORKING EQUPMENT
03-01-2783 | BUCKET TEETH
03-01-2784 | EDGE WEAR (SET)
03-01-2785 | BUCKET
03-01-2786 | BUCKET TEETH BOLT & NUT
03-01-2787 | COMPETE CAB
03-01-2788 | LEFT SIDE FLOOR ASSY.
03-01-2789 | RIGHT SIDE FLOOR ASSY.
03-01-2790 | ENGINE HOOD ASSY.
03-01-2791 | FRONT HOOD
03-01-2792 | REAR HOOD
11. FILTERS GROUP
03-01-2793 | FILTER SCREEN (ASSY.) (T.SYSTEM)
03-01-2794 | FILTER SCREEN (ASSY.) RETUNE OIL FILTER)
03-01-2795 | AIR FILTER (GROUP)
03-01-2796 | FILTER PORTAT FILLER (FUEL TANK)
03-01-2797 | OIL FILTER SCREEN (OIL TANK)
03-01-2798 | RETUREN OIL SCREEN(OIL TANK)
03-01-2799 | SUCTION SCREEN (OIL TANK)
03-01-2800 | OIL FILTER ( ENGINE)
03-01-2801 | FUEL FILTER (ENGINE)
15. COMPLETE ASPHALT PLANT .
16. DIFFERENT TYPE OF ROLLERS FOR ASHALT WORK , , STEEL , WHEEL , CMBINED
17. CRUSHERS WITH SPAIR PARTS .