## dp5 04-54
AGENCY: | UNDP - phase V
PROJECT: | Emergency Programme and Transition Support
CODE | DESCRIPTION | QUANTITY | UNIT OF MEASURE
04-54-50001 | 500k VA Generator Ariette series model GQ600V with a Volvo Penta TAD 1631 GE diesel engine with fast moving spare parts kit with extra tank | 8 | ea
04-54-50002 | 400k VA Diesel Generator Ariette series model GQ450V with a Volvo Penta TWD1630 G diesel engine with fastmoving spare parts kit with extra tank | 2 | ea
04-54-50003 | 250k VA Diesel Generator Ariette series model GQ275V with a Volvo Penta TAD740 GE diesel engine with fastmoving spare parts kit with extra tank | 3 | ea
04-54-50004 | 150k VA Diesel Generator Ariette series model GQ275V with a Volvo Penta TAD740 GE diesel engine with fast moving spare parts kit with extra tank | 15 | ea
04-54-50005 | 100k VA Diesel Generator Ariette series model GQ115P with a Perkins 1006TG2Adiesel engine with fast moving spare parts kit | 15 | ea
04-54-50006 | 150k VA Diesel Generator with Volvo TWD 610 G engine with fast moving spare parts kit | 10 | ea
04-54-50007 | 150k VA Diesel Generator with Cummins 6 CTA 8.3G engine with fast moving spare parts kit | 8 | ea
04-54-50008 | 100k VA Diesel Generator with Cummins 6 CBT 8.3GT diesel engine with fast moving spare parts kit | 40 | ea
04-54-50009 | 150k VA Diesel Generator with Perkins 1006 TAG engine with fast moving spare parts kit | 20 | ea
04-54-50010 | 100k VA Diesel Generator with Perkins P1006 TG 2A diesel engine with fast moving spare parts kit | 40 | ea
04-54-50011 | 180k VA Diesel Generator with Volvo TWD 710G engine with fast moving spare parts kit | 2 | ea
04-54-50012 | 100k VA Diesel Generator with Cummins 6 BT 5.9 G2 diesel engine with fast moving spare parts kit | 10 | ea
04-54-50013 | 100k VA Diesel Generator MS100 generator with Cummins 6 BT 5.9 G2 diesel engine with fast moving spare parts kit | 20 | ea
04-54-50014 | 100kVA Diesel Generator with P100 generator with Perkins diesel engine with fast moving spare parts kit | 2 | ea
04-54-50015 | 100k VA Diesel Generator with P110E generator with Perkins diesel enginewith fast moving spare parts kit | 5 | ea
04-54-50016 | 100k VA Diesel Generator with P110E generator with Perkins diesel engine with fast moving spare parts kit | 1 | ea
04-54-50017 | 100k VA Diesel Generator with P110E generator with Perkins diesel engine with fast moving spare parts kit | 8 | ea
04-54-50018 | 100k VA Diesel Generator QAS 108 generator with Perkins1006 TG2 diesel engine with fast moving spare parts kit | 15 | ea
04-54-50019 | On-Load Tap changer withauxiliary equipment protectiverelay bevel gear driving shaftdriving motor | 3 | ea
04-54-50020 | Oil-filter steel containerfor testing and storage | 3 | Ea
04-54-50021 | Clampmeter 600A | 70 | Ea
04-54-50022 | Clampmeter 1000A | 20 | Ea
04-54-50023 | 4 WD Land Cruiser | 2 | ea
04-54-50024 | 2WD HI-Lux, Pick up Double Cab | 5 | ea
04-54-50025 | 4WD HI-Lux, Pick up Double Cab | 3 | ea
04-54-50026 | 2 Ton DYNA, Pick up, LWB, (Flat bed) truck | 2 | ea
04-54-50027 | 500 KVA Generator | 4 | ea
04-54-50028 | 250 KVA Generator | 3 | ea
04-54-50029 | 150 KVA Generator | 5 | ea
04-54-50030 | 75 KVA Generator | 44 | ea
04-54-50031 | 50 KVA Generator | 15 | ea
04-54-50032 | 40 KVA Generator | 55 | ea
04-54-50033 | 20 KVA Generator | 27 | ea
04-54-50034 | 150 kVA diesel generator sets with canopy | 100 | each
04-54-50035 | 150 kVA diesel generator sets trailer mounted | 10 | each
04-54-50036 | 250 kVA diesel generator sets with canopy | 140 | each
04-54-50037 | 250 kVA diesel generator sets trailer mounted | 10 | each
04-54-50038 | 50 kVA diesel generator sets without canopy | 50 | each
04-54-50039 | Spares for the above | 1 | lot
04-54-50040 | Dry powder fire extinguisher of 10kg capacity, SFFECO, PD10 | 28 | ea
04-54-50041 | Weather proof box for the above item | 28 | ea
04-54-50042 | Dry powder fire extinguisher of 6kg capacity, SFFECO, PD6 | 35 | ea
04-54-50043 | Dry powder fire extinguisher of 12kg capacity, SFFECO, PD12 | 16 | ea
04-54-50044 | Carbon dioxide CO2 extinguisher of 6kg capacity, SFFECO, CD-6-G | 35 | ea
04-54-50045 | Carbon dioxide CO2 extinguisher of 25kg capacity, on wheels, SFFECO, TC25 | 53 | ea
04-54-50046 | Cu PVC cable 1 x 95 mm2, 400 volt | 36000 | Meter
04-54-50047 | Cu cable lugs 95mm2 | 8000 | pcs
04-54-50048 | Straps 74 - 80cm length for cable tie | 7900 | pcs
04-54-50049 | 400V, 4-poles, 3position change over switch, load break & fault make type, in a sheet metal enclosure offering IP-54 protection suitable for wall mounting, complying with the latest addition of IEC-60947 of
04-54-50050 | 100A | 80 | No.
04-54-50051 | 200A | 130 | No.
04-54-50052 | 250A | 41 | No.
04-54-50053 | 400A | 5 | No.
04-54-50054 | 630A | 4 | No.
04-54-50055 | 750A | 9 | No.
04-54-50056 | Single compression type brass gland suitable for cable size 3Cx120+70mm2 | 138 | No.
04-54-50057 | 3Cx70+35mm2 | 220 | No.
04-54-50058 | 3Cx50+16mm2 | 70 | No.
04-54-50059 | 3Cx35+16mm2 | 140 | No.
04-54-50060 | 3Cx25+16mm2 | 40 | No.
04-54-50061 | 4Cx16mm2 | 80 | No.
04-54-50062 | Tinned copper solderless, crimped type (Dowel or equivalent make) lugs suitable for cable size 3Cx185+95mm2 | 200 | No.
04-54-50063 | 3Cx120+70mm2 | 650 | No.
04-54-50064 | 3Cx95+70mm2 | 3500 | No.
04-54-50065 | 3Cx70+35mm2 | 900 | No.
04-54-50066 | 3Cx50+25mm2 | 250 | No.
04-54-50067 | 3Cx35+16mm2 | 725 | No.
04-54-50068 | 3Cx25+16mm2 | 250 | No.
04-54-50069 | 4Cx16mm2 | 475 | No.
04-54-50070 | 1Cx300mm2 (Single core) | 850 | No.
04-54-50071 | Copper rods of 16 mm dia and 1.5 m long for generator neutral earthing | 315 | No.
04-54-50072 | 50mm2 bare copper stranded conductor for earthing | 5900 | m
04-54-50073 | Single phase lighting switchbox with 2 nos., 5 A switches and 1 no. 5 pin 13 A receptacle with switch | 235 | No.
04-54-50074 | Synchronizing panel for paralleling of 2 nos. DG sets of 100 kVA capacity,.. | 5 | No.
04-54-50075 | Wall mounted 40 W fluorescent box type tube light fitting | 235 | No.
04-54-50076 | 100 W incandescent lamp | 55 | No.
04-54-50077 | Cable route markers | 2250 | No.
04-54-50078 | 1.1 kV grade, stranded copper conductor, multicore PVC insulated, inner PVC sheathed, steel wire/flat armoured, overall PVC sheathed cable complying to the latest addition of IEC or BS-6346 of
04-54-50079 | 3Cx185+95mm2 | 200 | m
04-54-50080 | 3Cx120+70mm2 | 2150 | m
04-54-50081 | 3Cx95+70mm2 | 7000 | m
04-54-50082 | 3Cx70+35mm2 | 15000 | m
04-54-50083 | 3Cx50+25mm2 | 3200 | m
04-54-50084 | 3Cx35+16mm2 | 8850 | m
04-54-50085 | 3Cx25+16mm2 | 1200 | m
04-54-50086 | 4Cx16mm2 | 1000 | m
04-54-50087 | 1.1 kV grade, stranded copper conductor, single core PVC insulated, inner PVC sheathed, steel wire/flat armoured, overall PVC sheathed cable complying to the latest addition of IEC or BS-6346 of 1Cx300mm2 | 5100 | m
04-54-50088 | 1Cx95mm2 | 1700 | m
04-54-50089 | 400V, three phase switch board having a short time rating of 10kA for 1sec. with following feederscontrolled by heavy duty type circuit breakers: 1 no. 200 A Incoming + 2 no. 100 A Outgoing | 20 | No.
04-54-50090 | 1 no. 200 A Incoming + 3 no. 100 A Outgoing | 16 | No.
04-54-50091 | 1 no. 200 A Incoming + 4 no. 100 A Outgoing | 10 | No.
04-54-50092 | 1 no. 200 A Incoming + 5 no. 100 A Outgoing | 2 | No.
04-54-50093 | 2 no. 200 A Incoming + 2 no. 200 A Outgoing | 30 | No.
04-54-50094 | 2 no. 200 A Incoming + 4 no. 100 A Outgoing | 30 | No.
04-54-50095 | 1 no. 250 A Incoming + 2 no. 200 A Outgoing | 11 | No.
04-54-50096 | 1 no. 250 A Incoming + 2 no. 100 A Outgoing | 7 | No.
04-54-50097 | 1 no. 250 A Incoming + 3 no. 100 A Outgoing | 3 | No.
04-54-50098 | 1 no. 250 A Incoming + 4 no. 100 A Outgoing | 2 | No.
04-54-50099 | 2 no. 250 A Incoming + 2 no. 200 A Outgoing | 4 | No.
04-54-50100 | 2 no. 400 A Incoming + 3 no. 250 A Outgoing | 4 | No.
04-54-50101 | 2 no. 400 A Incoming + 2 no. 400 A Outgoing | 2 | No.
04-54-50102 | 2 no. 630 A Incoming + 4 no. 400 A Outgoing | 3 | No.
04-54-50103 | 2 no. 750 A Incoming + 2 no. 750 A Outgoing | 2 | No.
04-54-50104 | 2 no. 750 A Incoming + 4 no. 400 A Outgoing | 4 | No.
04-54-50105 | Lighting wire (2.5x2)mm2 PVC insulated, stranded copper conductor | 2950 | m
04-54-50106 | Fast moving spares for 20kVA Generators, Mitsubishi Engine | 27 | Set
04-54-50107 | Fast moving spares for 40kVA Generators, J.Deere Engine | 55 | Set
04-54-50108 | Fast moving spares for 50kVA Generators, J.Deere Engine | 15 | Set
04-54-50109 | Fast moving spares for 75kVA Generators, J.Deere Engine | 44 | Set
04-54-50110 | Fast moving spares for 150kVA Generators, Volvo Engine | 5 | Set
04-54-50111 | Fast moving spares for 250kVA Generators, Volvo Engine | 3 | Set
04-54-50112 | Fast moving spares for 500kVA Generators, Volvo Engine | 4 | Set
04-54-50113 | CADWELD powder no. 150F20 | 20 | bag
04-54-50114 | Handle clamp M4933 | 1 | each
04-54-50115 | Tool kit TS CST | 1 | each
04-54-50116 | Scraper tool TP2 | 1 | each
04-54-50117 | Stranded hard drawn copper conductor 120mm2 (nominal 19/2.8mm, BS 2755) | 5000 | Meter
04-54-50118 | CADWELD mold for exother tee connection Type TACY6Y6 - for copper conductor of 120mm2 | 16 | Each
04-54-50119 | CADWELD ground rod 3/4inch Dai.x6inch Long. Cat. No. 613460 | 430 | Each
04-54-50120 | CADWELD exother cable to ground rod connection for Mold Type GTCP173Y6 - for copper conductor of 120mm2 | 430 | Each
04-54-50121 | CADWELD mold for exother cable to ground rod connection Type GTCP173Y6 - for copper conductor of 120mm2 | 20 | Each
04-54-50122 | Copper conductor, HDHC, green/yellow PVC sleeved 37/2.08mm 120mm2, conductor for surge arresters only | 150 | Meter
04-54-50123 | "PFISTERER" Cat. No. 304 758 758 CRIMP LUG. 2xM12 bolts for copper conductor of 120mm2 - for equipment and structure connections | 420 | Each
04-54-50124 | "PFISTERER" Cat. No. 300 025 272 CRIMP LUG. 1xM12 bolts for copper conductor of 120mm2 - for fence connections. | 200 | Each
04-54-50125 | "HILTI" Internally Threaded Metal Anchor, Type HKD M12 - for suspended earth conductor in control building. | 1300 | Each
04-54-50126 | "DULMISON" ground conductor terminal clamp, Cat. NO. SG25 - for suspended single earth conductor in control building | 1300 | Each
04-54-50127 | "DULMISON" ground conductor terminal clamp, Cat. NO. STG25 - for suspended double earth conductor in control building | 350 | Each
04-54-50128 | "DULMISON" flexible braid connectors, Cat. No. FX10300 - for control building external/internal doors | 200 | Each
04-54-50129 | 100 KVA Diesel generator with Cummins engine and fast moving spare parts | 3 | No.
04-54-50130 | 250 KVA Diesel generator with Cummins engine and fast moving spare parts | 1 | No.
04-54-50131 | 500 KVA Diesel generator with Cummins engine and fast moving spare parts | 2 | No.
04-54-50132 | 15 KVA Diesel generator with Mitsubishi engine and fast moving spare parts | 21 | No.
04-54-50133 | 20 KVA Diesel generator with Perkins engine and fast moving spare parts | 2 | No.
04-54-50134 | 35 KVA Diesel generator with Perkins engine and fast moving spare parts | 1 | No.
04-54-50135 | 50 KVA Diesel generator with Deutz engine and fast moving spare parts | 3 | No.
04-54-50136 | 150 KVA Diesel generator with Perkins engine and fast moving spare parts | 1 | No.
04-54-50137 | 300 KVA Diesel generator with Volvo engine and fast moving spare parts | 1 | No.
04-54-50138 | 400 KVA Diesel generator with Volvo engine and fast moving spare parts | 2 | No.
04-54-50139 | 1000 KVA Diesel generator with Cummins engine and fast moving spare parts | 2 | No.
04-54-50140 | 80 KVA Diesel generator with John Deere engine and fast moving spare parts | 1 | No.
04-54-50141 | 100 KVA Diesel generator with Cummins engine and fast moving spare parts | 5 | No.
04-54-50142 | 250 KVA Diesel generator with Cummins engine and fast moving spare parts | 6 | No.
04-54-50143 | 500 KVA Diesel generator with Cummins engine and fast moving spare parts | 2 | No.
04-54-50144 | 10 KVA Diesel generator with Mitsubishi engine and fast moving spare parts | 34 | No.
04-54-50145 | 15 KVA Diesel generator with Mitsubishi engine and fast moving spare parts | 3 | No.
04-54-50146 | 20 KVA Diesel generator with Perkins engine and fast moving spare parts | 3 | No.
04-54-50147 | 50 KVA Diesel generator with Deutz engine and fast moving spare parts | 3 | No.
04-54-50148 | 150 KVA Diesel generator with Perkins engine and fast moving spare parts | 2 | No.
04-54-50149 | 1000 KVA Diesel generator with Cummins engine and fast moving spare parts | 3 | No.
04-54-50150 | 5 KVA Diesel generator with Lombardini engine and fast moving spare parts | 7 | No.
04-54-50151 | 100 KVA Diesel generator with Cummins engine and fast moving spare parts | 6 | No.
04-54-50152 | 250 KVA Diesel generator with Cummins engine and fast moving spare parts | 6 | No.
04-54-50153 | 500 KVA Diesel generator with Cummins engine and fast moving spare parts | 2 | No.
04-54-50154 | 10 KVA Diesel generator with Mitsubishi engine and fast moving spare parts | 38 | No.
04-54-50155 | 20 KVA Diesel generator with Perkins engine and fast moving spare parts | 6 | No.
04-54-50156 | 35 KVA Diesel generator with Perkins engine and fast moving spare parts | 2 | No.
04-54-50157 | 50 KVA Diesel generator with Deutz engine and fast moving spare parts | 6 | No.
04-54-50158 | 150 KVA Diesel generator with Perkins engine and fast moving spare parts | 2 | No.
04-54-50159 | 1000 KVA Diesel generator with Cummins engine and fast moving spare parts | 4 | No.
04-54-50160 | 80 KVA Diesel generator with John Deere engine and fast moving spare parts | 1 | No.
04-54-50161 | CADWELD mold, type XBMY6Y6, for 120 mm sq copper conductor | 10 | each
04-54-50162 | Lighting wire (2.5x2)mm2 PVC insulated, stranded copper conductor | 600 | M
04-54-50163 | 4x16 mm power cable LV, and PVC insulated cable | 500 | Meter
04-54-50164 | 4x25 mm power cable LV, and PVC insulated cable | 400 | Meter
04-54-50165 | 4x50 mm power cable LV, and PVC insulated cable | 1000 | Meter
04-54-50166 | LV 1Cx95 sq mm copper conductor PVC insulated cable | 1160 | Meter
04-54-50167 | Lube Oil filter for 150 kVA Volvo TWD 610G Diesel Generator | 25 | Each
04-54-50168 | Fuel Oil filter for 150 kVA Volvo TWD 610G Diesel Generator | 25 | Each
04-54-50169 | Air filter for 150 kVA Volvo TWD 610G Diesel Generator | 15 | Each
04-54-50170 | Lube Oil filter No.1 for 250 kVA Volvo TAD 740GE Diesel Gen. | 15 | Each
04-54-50171 | Lube Oil filter No.2 for 250 kVA Volvo TAD 740GE Diesel Gen. | 15 | Each
04-54-50172 | Fuel Oil filter for 250 kVA Volvo TAD 740GE Diesel Generator | 15 | Each
04-54-50173 | Air filter for 250 kVA Volvo TAD 740GE Diesel Generator | 9 | Each
04-54-50174 | Lube Oil filter No.1 for 500 kVA Volvo TAD 1631GE Diesel Gen. | 40 | Each
04-54-50175 | Lube Oil filter No.2 for 500 kVA Volvo TAD 1631GE Diesel Gen. | 5 | Each
04-54-50176 | Water filter for 500 kVA Volvo TAD 1631GE Diesel Generator | 20 | Each
04-54-50177 | Fuel Oil filter for 500 kVA Volvo TAD 1631GE Diesel Generator | 20 | Each
04-54-50178 | Air filter for 500 kVA Volvo TAD 1631GE Diesel Generator | 20 | Each
04-54-50179 | Air filter for 20 kVA Mitsubishi S4Q2SD Diesel Generator | 81 | Each
04-54-50180 | Fuel filter for 20 kVA Mitsubishi S4Q2SD Diesel Generator | 135 | Each
04-54-50181 | Oil filter for 20 kVA Mitsubishi S4Q2SD Diesel Generator | 135 | Each
04-54-50182 | Air filter for 75 kVA John Deere 4045T Diesel Generator | 132 | Each
04-54-50183 | Fuel filter for 75 kVA John Deere 4045T Diesel Generator | 220 | Each
04-54-50184 | Oil filter for 75 kVA John Deere 4045T Diesel Generator | 220 | Each
04-54-50185 | Oil filter for 40 kVA John Deere 4039D Diesel Generator | 440 | Each
04-54-50186 | Fuel filter for 40 kVA John Deere 4039D Diesel Generator | 440 | Each
04-54-50187 | V-belt for 40 kVA John Deere 4039D Diesel Generator | 55 | Each
04-54-50188 | Air filter for 40 kVA John Deere 4039D Diesel Generator | 110 | Each
04-54-50189 | Oil filter for 50 kVA John Deere 4039T Diesel Generator | 120 | Each
04-54-50190 | Fuel filter for 50 kVA John Deere 4039T Diesel Generator | 120 | Each
04-54-50191 | V-belt for 50 kVA John Deere 4039T Diesel Generator | 15 | Each
04-54-50192 | Air filter for 50 kVA John Deere 4039T Diesel Generator | 30 | Each
04-54-50193 | 50 kVA Diesel generator with Perkins engine and fast moving spare parts kit | 46 | Each
04-54-50194 | 100 kVA Diesel generator with Perkins engine and fast moving spare parts kit | 85 | Each
04-54-50195 | 200 kVA Diesel generator with Perkins engine and fast moving spare parts kit | 17 | Each
04-54-50196 | 500 kVA Diesel generator with Perkins engine and fast moving spare parts kit | 30 | Each
04-54-50197 | 50 kVA Diesel generator with John Deere engine and fast moving spare parts kit | 137 | Each
04-54-50198 | 100 kVA Diesel generator with Cummins engine and fast moving spare parts kit | 85 | Each
04-54-50199 | 250 kVA Diesel Generator with Volvo engine and fast moving spare parts kits | 20 | each
04-54-50200 | 250 kVA Diesel Generator with Volvo engine and fast moving spare parts kits | 35 | each
04-54-50201 | 150 kVA Diesel Generator with Cummins engine and fast moving spare parts kits | 126 | each
04-54-50202 | 250 kVA Diesel Generator with Volvo engine and fast moving spare parts kits | 20 | each
04-54-50203 | Emergency Parts Kit for Alternator model LSA 44.2 S7 J6/4 | 2 | Each
04-54-50204 | Emergency Parts Kit for Alternator model LSA 43.2 L8 J6/4 | 5 | Each
04-54-50205 | Emergency Parts Kit for Alternator model LSA 44.2 L11 C6/4 | 1 | Each
04-54-50206 | Emergency Parts Kit for Alternator model LSA 44.2 VS4 J6/4 | 1 | Each
| Alternator Emergency Parts Kit Model ECN34-LC/4 consists of: | 2 | Set
04-54-50207 | AVR Type UVR6 | 2 | Each
04-54-50208 | Rotating Diode Assy T18 | 2 | Each
04-54-50209 | NDE Bearings 6311-2RS | 2 | Each
| Alternator Emergency Parts Kit Model ECN28-2L/4 consists of: | 4 | Set
04-54-50210 | AVR Type SR7 | 4 | Each
04-54-50211 | Rotating Diode Assy T30 | 4 | Each
04-54-50212 | NDE Bearings 6209-2RS | 4 | Each
04-54-50213 | Emergency Parts Kit for Alternators UCDI224/274 | 24 | Set
04-54-50214 | Emergency Parts Kit for Alternators HCI544/HC-HCK444 | 4 | Set
04-54-50215 | AVR (M7B250) | 1 | Each
04-54-50216 | Rectifier Assembly | 1 | Each
04-54-50217 | Bearing DE | 1 | Each
04-54-50218 | Bearing NDE | 1 | Each
04-54-50219 | Copper rod 16 mm diameter and 1.5 m long | 167 | Each
04-54-50220 | Annealed Cu Conductor for earthing size 19/1.5 | 2570 | M
04-54-50221 | Annealed Cu Conductor for earthing size 19/2.5 | 60 | M
04-54-50222 | Heat shrinking outdoor termination for XLPE 11kV | 2 | Each
04-54-50223 | Heat shrinking indoor termination for XLPE 11kV | 8 | Each
04-54-50224 | Change over switch 80 Amp, 220V, 2 pole, 3 position | 21 | Each
04-54-50225 | 400V,4-pole,3 position manual change over switch,400A | 8 | Each
04-54-50226 | 400V,4-pole,3 position manual change over switch,250A | 3 | Each
04-54-50227 | 400V,4-pole,3 position manual change over switch,200A | 5 | Each
04-54-50228 | 400V,4-pole,3 position manual change over switch,150A | 7 | Each
04-54-50229 | 400V,4-pole,3 position manual change over switch,100A | 32 | Each
04-54-50230 | 400V,4-pole,3 position manual change over switch,60A | 1 | Each
04-54-50231 | 400V,4-pole,3 position manual change over switch,40A | 1 | Each
04-54-50232 | 400V,4-pole,3 position manual change over switch,75A | 2 | Each
04-54-50233 | 400V,4-pole,3 position manual change over switch,50A | 6 | Each
04-54-50234 | Air Circuit Breaker, 3pole,3trip,415VAC, rated 400A | 15 | Each
04-54-50235 | Air Circuit Breaker, 3pole,3trip,415VAC, rated 250A | 4 | Each
04-54-50236 | Air Circuit Breaker, 3pole,3trip,415VAC, rated 200A | 4 | Each
04-54-50237 | Air Circuit Breaker, 3pole,3trip,415VAC, rated 100A | 4 | Each
04-54-50238 | Air Circuit Breaker, 3pole,3trip,415VAC, rated 50A | 46 | Each
04-54-50239 | Tinned copper solder-less crimping type lugs for cable 630mm2 | 56 | Each
04-54-50240 | Tinned copper solder-less crimping type lugs for cable 500mm2 | 72 | Each
04-54-50241 | Tinned copper solder-less crimping type lugs for cable 400mm2 | 48 | Each
04-54-50242 | Tinned copper solder-less crimping type lugs for cable 300mm2 | 206 | Each
04-54-50243 | Tinned copper solder-less crimping type lugs for cable 185mm2 | 84 | Each
04-54-50244 | Tinned copper solder-less crimping type lugs for cable 150mm2 | 26 | Each
04-54-50245 | Tinned copper solder-less crimping type lugs for cable 120mm2 | 98 | Each
04-54-50246 | Tinned copper solder-less crimping type lugs for cable 95mm2 | 94 | Each
04-54-50247 | Tinned copper solder-less crimping type lugs for cable 70mm2 | 124 | Each
04-54-50248 | Tinned copper solder-less crimping type lugs for cable 35mm2 | 176 | Each
04-54-50249 | Tinned copper solder-less crimping type lugs for cable 16mm2 | 624 | Each
04-54-50250 | Tinned copper solder-less crimping type lugs for cable 240mm2 | 136 | Each
04-54-50251 | Tinned copper solder-less crimping type lugs for cable 140mm2 | 55 | Each
04-54-50252 | Tinned copper solder-less crimping type lugs for cable 10mm2 | 284 | Each
04-54-50253 | Marathon/Magna Plus Alternator 431DSL1265 Emergency Parts Kit | 1 | Set
04-54-50254 | Marathon/Magna Plus Alternator 362PSL1606 Emergency Parts Kit | 2 | Set
Reference: | 1228
04-54-50255 | Cylinder head | 1 | Each
04-54-50256 | Exhaust valve | 12 | Each
04-54-50257 | Inlet valve | 12 | Each
04-54-50258 | Rocker arm with bushing and washer | 1 | Set
04-54-50259 | Cylinder head gasket kit | 27 | Set
04-54-50260 | Valve cover gasket | 13 | Each
04-54-50261 | Fuel feed pump | 3 | Each
04-54-50262 | Fuel hose | 3 | Set
04-54-50263 | Injector seal | 27 | Each
04-54-50264 | Injector complete | 8 | Each
04-54-50265 | Injector nozzle | 216 | Each
04-54-50266 | Adjusting washer T=1.25 | 4 | Each
04-54-50267 | Adjusting washer T=1.30 | 4 | Each
04-54-50268 | Adjusting washer T=1.35 | 4 | Each
04-54-50269 | Adjusting washer T=1.40 | 4 | Each
04-54-50270 | Adjusting washer T=1.45 | 4 | Each
04-54-50271 | Adjusting washer T=1.50 | 4 | Each
04-54-50272 | Adjusting washer T=1.55 | 4 | Each
04-54-50273 | Adjusting washer T=1.60 | 4 | Each
04-54-50274 | Adjusting washer T=1.65 | 4 | Each
04-54-50275 | Adjusting washer T=1.70 | 4 | Each
04-54-50276 | Fuel injection pump | 3 | Each
04-54-50277 | Fuel injection pipe 32C6103301 | 2 | Set
04-54-50278 | Fuel injection pipe ME91033801 | 2 | Set
04-54-50279 | Fuel injection pipe 32C6101500 | 2 | Set
04-54-50280 | Fuel injection pipe 32C6101600 | 2 | Set
04-54-50281 | Fuel injection pipe 32C6101700 | 2 | Set
04-54-50282 | Fuel injection pipe 32C6101800 | 2 | Set
04-54-50283 | Water pump complete | 3 | Each
04-54-50284 | Thermostat | 3 | Each
04-54-50285 | Oil pump complete | 2 | Each
04-54-50286 | Gear (camshaft gear) | 1 | Set
04-54-50287 | Gear (injection pump gear) | 1 | Set
04-54-50288 | Gear (idler assy gear) | 1 | Set
04-54-50289 | Push rod | 8 | Each
04-54-50290 | Tapped | 8 | Each
04-54-50291 | Piston kit | 4 | Each
04-54-50292 | Piston ring | 5 | Set
04-54-50293 | Connecting rod assy | 4 | Each
04-54-50294 | Bushing | 20 | Each
04-54-50295 | Sealing ring (camshaft end): front engine crankcase seal | 6 | Set
04-54-50296 | Sealing ring (camshaft end): rear engine crankcase seal | 6 | Set
04-54-50297 | Complete seal kit | 2 | Each
04-54-50298 | Complete hose kit (upper) | 2 | Each
04-54-50299 | Complete hose kit (lower) | 2 | Each
04-54-50300 | Starter motor complete | 3 | Each
04-54-50301 | Fuel shut off valve | 2 | Each
04-54-50302 | Carbon brush set (alternator) | 1 | Each
04-54-50303 | Carbon brush set (starter) | 1 | Each
04-54-50304 | Oil Filter (95t7-1) | 240 | Each
04-54-50305 | Fuel Water Separator for Cummins engine 6BT5.9G2 | 120 | Each
04-54-50306 | Air Cleaner | 61 | Each
04-54-50307 | Lub Oil Filter Elmt, (87t7-5) | 48 | Each
04-54-50308 | Fuel Water Separator for Cummins engine 6CTA8.3G | 24 | Each
04-54-50309 | Air filter | 21 | Each
04-54-50310 | Spare parts for Cummins Engines 6CTA8.3
04-54-50311 | Upper Engine Gasket set | 1 | Each
04-54-50312 | Intake valve | 6 | Each
04-54-50313 | Exhaust valve | 6 | Each
04-54-50314 | Valve Spring Retainer | 24 | Each
04-54-50315 | Valve Spring | 24 | Each
04-54-50316 | Valve stem seal | 12 | Each
04-54-50317 | Valve collet | 12 | Each
04-54-50318 | Cylinder head gasket | 8 | Each
04-54-50319 | Valve cover gasket | 4 | Each
04-54-50320 | Fuel transfer pump | 3 | Each
04-54-50321 | Service parts liftpm kit | 2 | Each
04-54-50322 | Fuel supply tube | 1 | Each
04-54-50323 | Injector seal | 48 | Each
04-54-50324 | Bosch Injector | 6 | Each
04-54-50325 | Injector nozzle | 96 | Each
04-54-50326 | Injector seal | 6 | Each
04-54-50327 | Injection Bosch pump | 1 | Each
04-54-50328 | Solenoid | 2 | Each
04-54-50329 | Flexible hose | 1 | Each
04-54-50330 | H1 turbo | 1 | Each
04-54-50331 | Tur repair kit | 1 | Each
04-54-50332 | Water pump | 4 | Each
04-54-50333 | Thermostat | 2 | Each
04-54-50334 | Lube pump kit | 2 | Each
04-54-50335 | Push rod | 36 | Each
04-54-50336 | Valve tappet | 36 | Each
04-54-50337 | Cylinder liner | 3 | Each
04-54-50338 | Engine piston kit | 2 | Each
04-54-50339 | Piston ring set | 6 | Each
04-54-50340 | Con rod (std) bearing | 12 | Each
04-54-50341 | Engine connecting rod | 1 | Each
04-54-50342 | Engine con rod bushing | 6 | Each
04-54-50343 | Seal kit | 1 | Each
04-54-50344 | Lower engine gasket set | 1 | Each
04-54-50345 | Water inlet tube | 1 | Each
04-54-50346 | Water outlet tube | 1 | Each
04-54-50347 | Starting motor | 1 | Each
04-54-50348 | Fuel supply tube 3910749 | 1 | Each
04-54-50349 | Fuel supply tube 3910750 | 1 | Each
04-54-50350 | Fuel supply tube 3910751 | 1 | Each
04-54-50351 | Fuel supply tube 3910752 | 1 | Each
04-54-50352 | Fuel supply tube 3910753 | 1 | Each
04-54-50353 | Fuel supply tube 3910754 | 1 | Each
04-54-50354 | Fuel manifold | 1 | Each
04-54-50355 | Transducer | 1 | Each
04-54-50356 | Magnetic pickup | 1 | Each
04-54-50357 | Rocker lever | 36 | Each
04-54-50358 | Spare parts for Cummins Engines 6BT 5.9 G2
04-54-50359 | Upper gasket set | 7 | Each
04-54-50360 | Exhaust valve | 30 | Each
04-54-50361 | Intake valve | 30 | Each
04-54-50362 | Valve spring retainer | 60 | Each
04-54-50363 | Valve spring | 120 | Each
04-54-50364 | Valve stem seal | 120 | Each
04-54-50365 | Valve collet | 12 | Each
04-54-50366 | Rocker lever 3910810 | 12 | Each
04-54-50367 | Rocker lever 3910811 | 12 | Each
04-54-50368 | Cylinder head gasket | 70 | Each
04-54-50369 | Valve cover gasket | 35 | Each
04-54-50370 | Fuel transfer pump | 14 | Each
04-54-50371 | Fuel supply tube | 7 | Each
04-54-50372 | Injector seal | 420 | Each
04-54-50373 | Bosch injector | 36 | Each
04-54-50374 | Injector nozzle | 140 | Each
04-54-50375 | Rectangular ring seal | 6 | Each
04-54-50376 | Injection stanadyne pump | 6 | Each
04-54-50377 | Bosch service parts kit | 7 | Each
04-54-50378 | Fuel supply tube # 1 | 3 | Each
04-54-50379 | Fuel supply tube # 2 | 3 | Each
04-54-50380 | Fuel supply tube # 3 | 3 | Each
04-54-50381 | Fuel supply tube # 4 | 3 | Each
04-54-50382 | Fuel supply tube # 6 | 3 | Each
04-54-50383 | Fuel supply tube # 5 | 3 | Each
04-54-50384 | Fuel manifold | 3 | Each
04-54-50385 | H1 turbo | 2 | Each
04-54-50386 | Tur repair kit | 7 | Each
04-54-50387 | Water pump | 12 | Each
04-54-50388 | Thermostat | 12 | Each
04-54-50389 | Lubricating oil pump | 6 | Each
04-54-50390 | Camshaft gear | 1 | Each
04-54-50391 | Crankshaft gear | 1 | Each
04-54-50392 | Push rod | 12 | Each
04-54-50393 | Valve tappet | 12 | Each
04-54-50394 | Salvage sleeve | 3 | Each
04-54-50395 | Engine piston kit | 2 | Each
04-54-50396 | Piston ring set | 36 | Each
04-54-50397 | Con rod (std) bearing | 84 | Each
04-54-50398 | Starting motor | 6 | Each
04-54-50399 | Engine connecting rod | 4 | Each
04-54-50400 | Grommet seal | 3 | Each
04-54-50401 | Bushing | 12 | Each
04-54-50402 | Fuel supply tube 3905364 | 3 | Each
04-54-50403 | Seal kit | 7 | Each
04-54-50404 | Lower engine gasket set | 7 | Each
04-54-50405 | Flexible hose | 1 | Each
04-54-50406 | Elbow hose | 1 | Each
04-54-50407 | Plain hose 3918611 | 1 | Each
04-54-50408 | Plain hose 3279246 | 1 | Each
04-54-50409 | Plain hose 3916166 | 1 | Each
04-54-50410 | Plain hose 3912183 | 1 | Each
04-54-50411 | Oil filter 466634 for engines 610G | 46 | Each
04-54-50412 | Fuel filter 3825133 for engines 610G | 30 | Each
04-54-50413 | Air filter 3825778 for engines 610G | 16 | Each
04-54-50414 | Spare parts for engines TWD610G
04-54-50415 | Valve - Exhaust | 18 | Each
04-54-50416 | Valve - Inlet | 18 | Each
04-54-50417 | Rocker arm - exhaust | 6 | Each
04-54-50418 | Rocker arm - inlet | 6 | Each
04-54-50419 | Cylhead gasket kit | 30 | Each
04-54-50420 | Valve cover gasket | 30 | Each
04-54-50421 | Fuel feed pump | 6 | Each
04-54-50422 | Fuel hose | 6 | Each
04-54-50423 | Injector seal | 18 | Each
04-54-50424 | Injector complete | 12 | Each
04-54-50425 | Nozzle | 200 | Each
04-54-50426 | Inj. adjust washer 1,04mm | 10 | Each
04-54-50427 | Inj. adjust washer 1,12mm | 10 | Each
04-54-50428 | Inj. adjust washer 1,20mm | 10 | Each
04-54-50429 | Inj. adjust washer 1,28mm | 10 | Each
04-54-50430 | Inj. adjust washer 1,36mm | 10 | Each
04-54-50431 | Inj. adjust washer 1,44mm | 10 | Each
04-54-50432 | Inj. adjust washer 1,56mm | 10 | Each
04-54-50433 | Inj. adjust washer 1,64mm | 10 | Each
04-54-50434 | Inj. adjust washer 1,72mm | 10 | Each
04-54-50435 | Inj. adjust washer 1,80mm | 10 | Each
04-54-50436 | Inj. adjust washer 1,88mm | 10 | Each
04-54-50437 | Inj pump, delivery valv | 18 | Each
04-54-50438 | Inj pump repair kit | 2 | Each
04-54-50439 | Fuel injection pipe Cyl 1, 420591 | 1 | Each
04-54-50440 | Fuel injection pipe Cyl 2, 420592 | 1 | Each
04-54-50441 | Fuel injection pipe Cyl 3, 420593 | 1 | Each
04-54-50442 | Fuel injection pipe Cyl 4, 420594 | 1 | Each
04-54-50443 | Fuel injection pipe Cyl 5, 420595 | 1 | Each
04-54-50444 | Fuel injection pipe Cyl 6, 420596 | 1 | Each
04-54-50445 | Fuel injection pipe Cyl 1, 3978001 | 1 | Each
04-54-50446 | Fuel injection pipe Cyl 2, 3978002 | 1 | Each
04-54-50447 | Fuel injection pipe Cyl 3, 3978003 | 1 | Each
04-54-50448 | Fuel injection pipe Cyl 4, 3978004 | 1 | Each
04-54-50449 | Fuel injection pipe Cyl 5, 3978005 | 1 | Each
04-54-50450 | Fuel injection pipe Cyl 6, 3978006 | 1 | Each
04-54-50451 | Turbo complete | 1 | Each
04-54-50452 | Turbo repair kit | 3 | Each
04-54-50453 | Water pump complete | 2 | Each
04-54-50454 | Water pump rep.kit 276942 | 10 | Each
04-54-50455 | Water pump rep.kit 276943 | 10 | Each
04-54-50456 | Thermostat | 2 | Each
04-54-50457 | Sealing ring for thermostat | 6 | Each
04-54-50458 | Oil pump complete | 1 | Each
04-54-50459 | Oil pump rep kit | 3 | Each
04-54-50460 | Push rod | 12 | Each
04-54-50461 | Tappet | 12 | Each
04-54-50462 | Cylinder liner kit | 12 | Each
04-54-50463 | Piston ring kit | 18 | Each
04-54-50464 | Big end bearing std | 12 | Each
04-54-50465 | Big end bearing 0,25mm | 6 | Each
04-54-50466 | Connecting rod | 6 | Each
04-54-50467 | Bushing | 6 | Each
04-54-50468 | Sealing ring kit | 3 | Each
04-54-50469 | Complete seal kit- cyl liner | 18 | Each
04-54-50470 | Complete hose kit radiator hose 848837 | 1 | Each
04-54-50471 | Complete hose kit radiator hose 848834 | 1 | Each
04-54-50472 | Complete hose kit radiator hose 944386 | 1 | Each
04-54-50473 | Complete hose kit radiator hose 943366 | 1 | Each
04-54-50474 | Complete hose kit clamp 943479 | 2 | Each
04-54-50475 | Complete hose kit clamp 943480 | 2 | Each
04-54-50476 | Starter motor 24V | 3 | Each
04-54-50477 | Starter motor rep.kit | 6 | Each
04-54-50478 | Alternator 28V 60A | 3 | Each
04-54-50479 | Oil lines | 2 | Each
04-54-50480 | Copper seal | 18 | Each
04-54-50481 | O-ring | 18 | Each
04-54-50482 | Oil press switch 0-10bar | 2 | Each
04-54-50483 | Oil press switch 0,7bar | 2 | Each
04-54-50484 | Water switch 103C | 2 | Each
04-54-50485 | Thermo monitor 97C | 2 | Each
04-54-50486 | Carbon brush set | 2 | Each
04-54-50487 | Shim. cyl liner 0,20mm | 10 | Each
04-54-50488 | Shim. cyl liner 0,30mm | 10 | Each
04-54-50489 | Main bearing kit std | 7 | Each
04-54-50490 | Main bearing kit 0,25mm | 7 | Each
04-54-50491 | Thrust washer kit std | 1 | Each
04-54-50492 | Thrust washer kit 0,10mm | 1 | Each
04-54-50493 | Gasket kit - reconditioning | 3 | Each
04-54-50494 | Spare parts for engines TAD1631GE
04-54-50495 | Valve - Exhaust | 12 | Each
04-54-50496 | Valve - Inlet | 12 | Each
04-54-50497 | Rocker arm | 6 | Each
04-54-50498 | Cylhead gasket kit | 84 | Each
04-54-50499 | Valve cover gasket | 36 | Each
04-54-50500 | Fuel feed pump | 4 | Each
04-54-50501 | Fuel hose - fuel filter to inj pump | 1 | Each
04-54-50502 | Fuel hose - fuel filter to fuel feed pump | 1 | Each
04-54-50503 | Injector seal | 12 | Each
04-54-50504 | Injector complete | 12 | Each
04-54-50505 | Nozzle | 100 | Each
04-54-50506 | Inj. adjust washer 0,90mm | 5 | Each
04-54-50507 | Inj. adjust washer 1,04mm | 5 | Each
04-54-50508 | Inj. adjust washer 1,10mm | 5 | Each
04-54-50509 | Inj. adjust washer 1,14mm | 5 | Each
04-54-50510 | Inj. adjust washer 1,20mm | 5 | Each
04-54-50511 | Inj. adjust washer 1,24mm | 5 | Each
04-54-50512 | Inj. adjust washer 1,34mm | 5 | Each
04-54-50513 | Inj. adjust washer 1,50mm | 5 | Each
04-54-50514 | Inj. adjust washer 1,64mm | 5 | Each
04-54-50515 | Inj. adjust washer 1,74mm | 5 | Each
04-54-50516 | Inj. adjust washer 1,84mm | 5 | Each
04-54-50517 | Fuel injection pipe Cyl 1 | 1 | Each
04-54-50518 | Fuel injection pipe Cyl 2 | 1 | Each
04-54-50519 | Fuel injection pipe Cyl 3 | 1 | Each
04-54-50520 | Fuel injection pipe Cyl 4 | 1 | Each
04-54-50521 | Fuel injection pipe Cyl 5 | 1 | Each
04-54-50522 | Fuel injection pipe Cyl 6 | 1 | Each
04-54-50523 | Turbo complete | 1 | Each
04-54-50524 | Turbo repair kit | 2 | Each
04-54-50525 | Water pump complete | 1 | Each
04-54-50526 | Water pump rep.kit | 14 | Each
04-54-50527 | Thermostat | 2 | Each
04-54-50528 | Sealing ring for thermostat | 4 | Each
04-54-50529 | Oil pump complete | 1 | Each
04-54-50530 | Oil pump rep kit | 1 | Each
04-54-50531 | Push rod | 12 | Each
04-54-50532 | Tappet | 12 | Each
04-54-50533 | Cylinder liner kit | 6 | Each
04-54-50534 | Piston ring kit | 12 | Each
04-54-50535 | Big end bearing std | 6 | Each
04-54-50536 | Big end bearing 0,25mm | 6 | Each
04-54-50537 | Connecting rod | 6 | Each
04-54-50538 | Bushing | 6 | Each
04-54-50539 | Sealing ring kit | 1 | Each
04-54-50540 | Complete seal kit- cyl liner | 12 | Each
04-54-50541 | Complete hose kit hose radiator 3825081 | 2 | Each
04-54-50542 | Complete hose kit hose radiator 1676199 | 8 | Each
04-54-50543 | Complete hose kit hose radiator 3825076 | 2 | Each
04-54-50544 | Complete hose kit hose radiator 3825080 | 2 | Each
04-54-50545 | Complete hose kit hose radiator 3825077 | 2 | Each
04-54-50546 | Complete hose kit hose radiator 944386 | 2 | Each
04-54-50547 | Complete hose kit hose radiator 943366 | 2 | Each
04-54-50548 | Complete hose kit hose clamp 1676424 | 16 | Each
04-54-50549 | Complete hose kit hose clamp 943480 | 8 | Each
04-54-50550 | Complete hose kit hose clamp 943475 | 4 | Each
04-54-50551 | Complete hose kit hose clamp 943470 | 4 | Each
04-54-50552 | Starter motor 24V | 2 | Each
04-54-50553 | Alternator 28V 60A | 2 | Each
04-54-50554 | Oil lines | 1 | Each
04-54-50555 | O-ring and copper seal for injector | 12 | Each
04-54-50556 | Stop solenoid | 1 | Each
04-54-50557 | Cold start heater complete | 1 | Each
04-54-50558 | Oil press switch 0-10bar | 1 | Each
04-54-50559 | Oil press switch 0,7bar | 1 | Each
04-54-50560 | Water switch 120C | 1 | Each
04-54-50561 | Water switch 103C | 1 | Each
04-54-50562 | Water switch 97C | 1 | Each
04-54-50563 | Carbon brush set | 1 | Each
04-54-50564 | Shim . cyl liner 0,20mm | 10 | Each
04-54-50565 | Shim . cyl liner 0,30mm | 10 | Each
04-54-50566 | Main bearing kit std | 7 | Each
04-54-50567 | Main bearing kit 0,25mm | 7 | Each
04-54-50568 | Thrust washer kit std | 1 | Each
04-54-50569 | Thrust washer kit 0,10mm | 1 | Each
04-54-50570 | Thrust washer kit bypass | 1 | Each
04-54-50571 | Gasket kit - reconditioning | 2 | Each
04-54-50572 | Spare parts for engines TWD1630G
04-54-50573 | Valve - Exhaust | 12 | Each
04-54-50574 | Valve - Inlet | 12 | Each
04-54-50575 | Rocker arm | 6 | Each
04-54-50576 | Cylhead gasket kit | 4 | Each
04-54-50577 | Valve cover gasket | 6 | Each
04-54-50578 | Fuel feed pump | 1 | Each
04-54-50579 | Fuel hose | 1 | Each
04-54-50580 | Injector seal | 6 | Each
04-54-50581 | Injector complete | 2 | Each
04-54-50582 | Nozzle | 24 | Each
04-54-50583 | Inj. adjust washer 0,90mm | 5 | Each
04-54-50584 | Inj. adjust washer 1,04mm | 5 | Each
04-54-50585 | Inj. adjust washer 1,10mm | 5 | Each
04-54-50586 | Inj. adjust washer 1,14mm | 5 | Each
04-54-50587 | Inj. adjust washer 1,20mm | 5 | Each
04-54-50588 | Inj. adjust washer 1,24mm | 5 | Each
04-54-50589 | Inj. adjust washer 1,34mm | 5 | Each
04-54-50590 | Inj. adjust washer 1,50mm | 5 | Each
04-54-50591 | Inj. adjust washer 1,64mm | 5 | Each
04-54-50592 | Inj. adjust washer 1,74mm | 5 | Each
04-54-50593 | Inj. adjust washer 1,84mm | 5 | Each
04-54-50594 | Inj pump repair kit | 1 | Each
04-54-50595 | Fuel injection pipe Cyl 1, 3825621 | 1 | Each
04-54-50596 | Fuel injection pipe Cyl 2, 3825622 | 1 | Each
04-54-50597 | Fuel injection pipe Cyl 3, 3825623 | 1 | Each
04-54-50598 | Fuel injection pipe Cyl 4, 3825624 | 1 | Each
04-54-50599 | Fuel injection pipe Cyl 5, 3825625 | 1 | Each
04-54-50600 | Fuel injection pipe Cyl 6, 3825626 | 1 | Each
04-54-50601 | Turbo complete | 1 | Each
04-54-50602 | Turbo repair kit | 1 | Each
04-54-50603 | Water pump complete | 1 | Each
04-54-50604 | Water pump rep.kit | 2 | Each
04-54-50605 | Thermostat | 2 | Each
04-54-50606 | Sealing ring for thermostat 1544710 | 2 | Each
04-54-50607 | Sealing ring for thermostat 1544410 | 2 | Each
04-54-50608 | Oil pump complete | 1 | Each
04-54-50609 | Oil pump rep kit | 1 | Each
04-54-50610 | Push rod | 2 | Each
04-54-50611 | Tappet | 2 | Each
04-54-50612 | Cylinder liner kit | 2 | Each
04-54-50613 | Piston ring kit | 12 | Each
04-54-50614 | Big end bearing std | 6 | Each
04-54-50615 | Big end bearing 0,25mm | 6 | Each
04-54-50616 | Connecting rod | 1 | Each
04-54-50617 | Bushing | 6 | Each
04-54-50618 | Sealing ring kit | 1 | Each
04-54-50619 | Complete seal kit- cyl liner | 1 | Each
04-54-50620 | Complete hose kit hose radiator 862102 | 1 | Each
04-54-50621 | Complete hose kit hose radiator 849738 | 1 | Each
04-54-50622 | Complete hose kit hose radiator 944386 | 1 | Each
04-54-50623 | Complete hose kit hose radiator 943366 | 1 | Each
04-54-50624 | Complete hose kit hose clamp 943480 | 4 | Each
04-54-50625 | Complete hose kit hose clamp 943470 | 2 | Each
04-54-50626 | Complete hose kit hose clamp 943475 | 2 | Each
04-54-50627 | Starter motor 24V | 1 | Each
04-54-50628 | Alternator 28V 60A | 1 | Each
04-54-50629 | Oil lines | 1 | Each
04-54-50630 | O-ring and copper seal for injector | 6 | Each
04-54-50631 | O-ring and copper seal Stop solenoid | 1 | Each
04-54-50632 | Oil press switch 0-10bar | 1 | Each
04-54-50633 | Oil press switch 0,7bar | 1 | Each
04-54-50634 | Water switch 120C | 1 | Each
04-54-50635 | Water switch 103C | 1 | Each
04-54-50636 | Water switch 97C | 1 | Each
04-54-50637 | Carbon brush set | 1 | Each
04-54-50638 | Shim . cyl liner 0,20mm | 10 | Each
04-54-50639 | Shim . cyl liner 0,30mm | 10 | Each
04-54-50640 | Main bearing kit std | 7 | Each
04-54-50641 | Main bearing kit 0,25mm | 7 | Each
04-54-50642 | Thrust washer kit std | 1 | Each
04-54-50643 | Thrust washer kit 0,10mm | 1 | Each
04-54-50644 | Thrust washer kit bypass | 1 | Each
04-54-50645 | Gasket kit - reconditioning | 1 | Each
04-54-50646 | Spare parts for engines TAD740GE
04-54-50647 | Valve - Exhaust | 6 | Each
04-54-50648 | Valve - Inlet | 6 | Each
04-54-50649 | Rocker arm | 6 | Each
04-54-50650 | Cylhead gasket kit | 6 | Each
04-54-50651 | Valve cover gasket | 6 | Each
04-54-50652 | Fuel feed pump | 2 | Each
04-54-50653 | Injector seal | 6 | Each
04-54-50654 | Injector complete | 6 | Each
04-54-50655 | Nozzle | 72 | Each
04-54-50656 | Inj. adjust washer 1,04mm | 5 | Each
04-54-50657 | Inj. adjust washer 1,12mm | 5 | Each
04-54-50658 | Inj. adjust washer 1,20mm | 5 | Each
04-54-50659 | Inj. adjust washer 1,28mm | 5 | Each
04-54-50660 | Inj. adjust washer 1,36mm | 5 | Each
04-54-50661 | Inj. adjust washer 1,44mm | 5 | Each
04-54-50662 | Inj. adjust washer 1,56mm | 5 | Each
04-54-50663 | Inj. adjust washer 1,64mm | 5 | Each
04-54-50664 | Inj. adjust washer 1,72mm | 5 | Each
04-54-50665 | Inj. adjust washer 1,80mm | 5 | Each
04-54-50666 | Inj. adjust washer 1,88mm | 5 | Each
04-54-50667 | Inj pump, delivery valv | 2 | Each
04-54-50668 | Inj pump repair kit | 1 | Each
04-54-50669 | Fuel injection pipe Cyl 1, 3827981 | 1 | Each
04-54-50670 | Fuel injection pipe Cyl 2, 3827982 | 1 | Each
04-54-50671 | Fuel injection pipe Cyl 3, 3827983 | 1 | Each
04-54-50672 | Fuel injection pipe Cyl 4, 3827984 | 1 | Each
04-54-50673 | Fuel injection pipe Cyl 5, 3827985 | 1 | Each
04-54-50674 | Fuel injection pipe Cyl 6, 3827986 | 1 | Each
04-54-50675 | Turbo complete | 1 | Each
04-54-50676 | Turbo repair kit | 1 | Each
04-54-50677 | Water pump complete | 1 | Each
04-54-50678 | Water pump rep.kit | 6 | Each
04-54-50679 | Thermostat | 2 | Each
04-54-50680 | Sealing ring for thermostat | 2 | Each
04-54-50681 | Gasket for thermostat hsg | 2 | Each
04-54-50682 | Oil pump complete | 1 | Each
04-54-50683 | Oil pump rep kit | 1 | Each
04-54-50684 | Push rod | 4 | Each
04-54-50685 | Tappet | 4 | Each
04-54-50686 | Cylinder liner kit | 3 | Each
04-54-50687 | Piston ring kit | 6 | Each
04-54-50688 | Big end bearing std | 6 | Each
04-54-50689 | Big end bearing 0,25mm | 6 | Each
04-54-50690 | Connecting rod | 1 | Each
04-54-50691 | Sealing ring kit | 1 | Each
04-54-50692 | Complete seal kit- cyl liner | 1 | Each
04-54-50693 | Complete hose kit radiator 3827033 | 1 | Each
04-54-50694 | Complete hose kit radiator 3827035 | 1 | Each
04-54-50695 | Complete hose kit radiator 3827048 | 1 | Each
04-54-50696 | Complete hose kit radiator 944386 | 1 | Each
04-54-50697 | Complete hose kit radiator 865127 | 4 | Each
04-54-50698 | Complete hose kit clamps 865575 | 8 | Each
04-54-50699 | Starter motor 24V | 1 | Each
04-54-50700 | Alternator 28V 60A | 1 | Each
04-54-50701 | Oil lines 3827022 | 1 | Each
04-54-50702 | Oil lines 3827023 | 1 | Each
04-54-50703 | O-ring and copper seal for injector 276130 | 6 | Each
04-54-50704 | O-ring and copper seal Control unit 873979 | 1 | Each
04-54-50705 | Oil press switch 0,7bar | 1 | Each
04-54-50706 | Water switch 120C | 1 | Each
04-54-50707 | Water switch 103C | 1 | Each
04-54-50708 | Water switch 97C | 1 | Each
04-54-50709 | Carbon brush set | 1 | Each
04-54-50710 | Main bearing kit std | 7 | Each
04-54-50711 | Main bearing kit 0,25mm | 7 | Each
04-54-50712 | Thrust washer kit std | 1 | Each
04-54-50713 | Thrust washer kit 0,10mm | 1 | Each
04-54-50714 | Thrust washer kit bypass | 1 | Each
04-54-50715 | Gasket kit - reconditioning | 1 | Each
04-54-50716 | Spare parts for engines TWD710G
04-54-50717 | Valve - Exhaust | 6 | Each
04-54-50718 | Valve - Inlet | 6 | Each
04-54-50719 | Rocker arm | 24 | Each
04-54-50720 | Cylhead gasket kit | 6 | Each
04-54-50721 | Valve cover gasket | 4 | Each
04-54-50722 | Fuel feed pump | 2 | Each
04-54-50723 | Injector seal | 6 | Each
04-54-50724 | Injector complete | 6 | Each
04-54-50725 | Nozzle | 24 | Each
04-54-50726 | Inj. adjust washer 1,04mm | 5 | Each
04-54-50727 | Inj. adjust washer 1,12mm | 5 | Each
04-54-50728 | Inj. adjust washer 1,20mm | 5 | Each
04-54-50729 | Inj. adjust washer 1,28mm | 5 | Each
04-54-50730 | Inj. adjust washer 1,36mm | 5 | Each
04-54-50731 | Inj. adjust washer 1,44mm | 5 | Each
04-54-50732 | Inj. adjust washer 1,56mm | 5 | Each
04-54-50733 | Inj. adjust washer 1,64mm | 5 | Each
04-54-50734 | Inj. adjust washer 1,72mm | 5 | Each
04-54-50735 | Inj. adjust washer 1,80mm | 5 | Each
04-54-50736 | Inj. adjust washer 1,88mm | 5 | Each
04-54-50737 | Inj pump, delivery valv | 1 | Each
04-54-50738 | Inj pump repair kit | 1 | Each
04-54-50739 | Fuel injection pipe Cyl 1, 471720 | 1 | Each
04-54-50740 | Fuel injection pipe Cyl 2, 471721 | 1 | Each
04-54-50741 | Fuel injection pipe Cyl 3, 471722 | 1 | Each
04-54-50742 | Fuel injection pipe Cyl 4, 421492 | 1 | Each
04-54-50743 | Fuel injection pipe Cyl 5, 421493 | 1 | Each
04-54-50744 | Fuel injection pipe Cyl 6, 421494 | 1 | Each
04-54-50745 | Fuel injection pipe Cyl 1, 8192531 | 1 | Each
04-54-50746 | Fuel injection pipe Cyl 2, 8192532 | 1 | Each
04-54-50747 | Fuel injection pipe Cyl 3, 8192533 | 1 | Each
04-54-50748 | Fuel injection pipe Cyl 4, 8192534 | 1 | Each
04-54-50749 | Fuel injection pipe Cyl 5, 8192535 | 1 | Each
04-54-50750 | Fuel injection pipe Cyl 6, 8192536 | 1 | Each
04-54-50751 | Turbo complete | 1 | Each
04-54-50752 | Turbo repair kit | 1 | Each
04-54-50753 | Water pump complete | 1 | Each
04-54-50754 | Water pump rep.kit | 2 | Each
04-54-50755 | Thermostat | 1 | Each
04-54-50756 | Sealing ring for thermostat | 1 | Each
04-54-50757 | Gasket for thermostat hsg | 1 | Each
04-54-50758 | Oil pump complete | 1 | Each
04-54-50759 | Oil pump rep kit | 1 | Each
04-54-50760 | Push rod | 2 | Each
04-54-50761 | Tappet | 2 | Each
04-54-50762 | Cylinder liner kit | 2 | Each
04-54-50763 | Piston ring kit | 6 | Each
04-54-50764 | Big end bearing std | 6 | Each
04-54-50765 | Big end bearing 0,25mm | 6 | Each
04-54-50766 | Connecting rod | 1 | Each
04-54-50767 | Bushing | 6 | Each
04-54-50768 | Sealing ring kit | 1 | Each
04-54-50769 | Complete seal kit- cyl liner | 1 | Each
04-54-50770 | Complete hose kit radiator 848837 | 1 | Each
04-54-50771 | Complete hose kit radiator 848371 | 1 | Each
04-54-50772 | Complete hose kit radiator 848834 | 1 | Each
04-54-50773 | Complete hose kit radiator 944386 | 1 | Each
04-54-50774 | Complete hose kit radiator 943366 | 1 | Each
04-54-50775 | Starter motor 24V | 1 | Each
04-54-50776 | Alternator 28V 60A | 1 | Each
04-54-50777 | Oil lines 477948 | 1 | Each
04-54-50778 | Oil lines 420996 | 1 | Each
04-54-50779 | O-ring and copper seal for injector 276130 | 6 | Each
04-54-50780 | O-ring and copper seal Control unit 873979 | 1 | Each
04-54-50781 | Oil press switch 0-10bar | 1 | Each
04-54-50782 | Oil press switch 0,7bar | 1 | Each
04-54-50783 | Water switch 120C | 1 | Each
04-54-50784 | Water switch 103C | 1 | Each
04-54-50785 | Water switch 97C | 1 | Each
04-54-50786 | Carbon brush set | 1 | Each
04-54-50787 | Shim. cyl liner 0,20mm | 10 | Each
04-54-50788 | Shim. cyl liner 0,30mm | 10 | Each
04-54-50789 | Main bearing kit std | 7 | Each
04-54-50790 | Main bearing kit 0,25mm | 7 | Each
04-54-50791 | Thrust washer kit std | 1 | Each
04-54-50792 | Thrust washer kit 0,10mm | 1 | Each
04-54-50793 | Thrust washer kit bypass | 1 | Each
04-54-50794 | Gasket kit - reconditioning | 1 | Each
04-54-50795 | Change over switch,400V,4 pole,3 pos.,400A for 250KVA gen. | 2 | each
04-54-50796 | Change over switch,400V,4 pole,3 pos.,160A for 75KVA gen. | 10 | each
04-54-50797 | Change over switch,400V,4 pole,3 pos.,100A for 50KVA gen. | 10 | each
04-54-50798 | Stranded cooper conductor,insulated 3Cx400 mm2+185mm2 | 1200 | meter
04-54-50799 | Stranded cooper conductor,insulated 3Cx185mm2+95mm2 | 250 | meter
04-54-50800 | Stranded cooper conductor,insulated 3Cx25mm2+16mm2 | 1300 | meter
04-54-50801 | Stranded cooper conductor,insulated 3Cx16mm2 | 1500 | meter
04-54-50802 | Cable gland,brass,single compression,for 3Cx400mm2+185mm2 | 12 | each
04-54-50803 | Cable gland,brass,single compression,for 3Cx185mm2+95mm2 | 4 | each
04-54-50804 | Cable gland,brass,single compression,for 3Cx25mm2+16mm2 | 20 | each
04-54-50805 | Cable gland,brass,single compression,for 3Cx16mm2 | 20 | each
04-54-50806 | Earthing rod,Copper,16mm2 dia., 1.5m,w/clamp | 50 | each
04-54-50807 | Conductor,Cu,Stranded,bare,50mm2 for earthing | 150 | meter
04-54-50808 | Cable lugs,tinned Cu,solderless,for 400mm2 studhole 16mm | 36 | each
04-54-50809 | Cable lugs,tinned Cu,solderless,for 185mm2 studhole 16mm | 24 | each
04-54-50810 | Cable lugs,tinned Cu,solderless,for 95mm2 studhole 12mm | 4 | each
04-54-50811 | Cable lugs,tinned Cu,solderless,for 25mm2 studhole 10mm | 60 | each
04-54-50812 | Cable lugs,tinned Cu,solderless,for 16mm2 studhole 6mm | 100 | each
04-54-50813 | Switchboard,400v,w/3ph circuit breakers 1x400A in+2x200A out | 2 | each
04-54-50814 | Switchboard,400v,w/3ph circuit breakers 2X800A in+2x400A out | 3 | each
04-54-50815 | Switchboard,400v,w/3ph circuit breakers 2x800A in+3x400A out | 1 | each
04-54-50816 | Wire, 2x2.5mm2, stranded copper, insulated | 600 | meter
04-54-50817 | Light fitting, 36 W fluorescent box tube | 25 | each
04-54-50818 | Lamp incandescent, 100 W | 25 | each
04-54-50819 | Switch box, 1 ph, 2x5A switch + 1x5 pin 13 A receptcl. | 25 | each
04-54-50820 | Change over switch,400V,4 pole,3 ph,160A | 30 | each
04-54-50821 | Temperature switch | 22 | Each
04-54-50822 | Ampere meter | 8 | Each
04-54-50823 | Volt meter | 7 | Each
04-54-50824 | Frequency meter | 7 | Each
04-54-50825 | Circuit breaker | 7 | Each
04-54-50826 | Oil pressure switch | 21 | Each
04-54-50827 | Fuel stop solenoid | 6 | Each
04-54-50828 | Module | 2 | Each
04-54-50829 | Instr. Cluster 1089 0582-07 | 1 | Each
04-54-50830 | Instr. Cluster 1089 0582-08 | 1 | Each
04-54-50831 | Oil filter | 362 | Each
04-54-50832 | Fuel filter 26560143 | 180 | Each
04-54-50833 | Fuel filter 26560145 | 180 | Each
04-54-50834 | Air filter | 90 | Each
04-54-50835 | Spare parts for Perkins Engines Model 1006TG2A | 0 | N/A
04-54-50836 | Exhaust valve | 36 | Each
04-54-50837 | Inlet valve | 36 | Each
04-54-50838 | Rocker arm with bushing and washer 4115R305 | 12 | Each
04-54-50839 | Rocker arm with bushing and washer 4115R306 | 12 | Each
04-54-50840 | Cylinder head gasket kit | 77 | Set
04-54-50841 | Valves cover gasket rubber | 38 | Each
04-54-50842 | Fuel feed pump | 6 | Each
04-54-50843 | Fuel feed repair kit | 20 | Each
04-54-50844 | Injector seal | 462 | Each
04-54-50845 | Solenoid, fuel inj. Pump | 8 | Each
04-54-50846 | Injector complete | 36 | Each
04-54-50847 | Injector nozzle | 924 | Each
04-54-50848 | Injector adjusting washer | 6 | Each
04-54-50849 | Fuel injection pump complete | 3 | Each
04-54-50850 | Fuel injection pipe | 3 | Set
04-54-50851 | Turbo complete | 2 | Each
04-54-50852 | Turbo repair kit | 8 | Each
04-54-50853 | Water pump complete | 3 | Each
04-54-50854 | Water pump repair kit | 60 | Each
04-54-50855 | Thermostat | 12 | Each
04-54-50856 | Oil pump complete | 3 | Each
04-54-50857 | Gear, complete set | 1 | Set
04-54-50858 | Push rod | 6 | Each
04-54-50859 | Tapped | 6 | Each
04-54-50860 | Cylinder liner kit | 18 | Each
04-54-50861 | Piston kit | 12 | Each
04-54-50862 | Piston ring | 48 | Each
04-54-50863 | Big end bearing | 8 | Set
04-54-50864 | Connecting rod | 24 | Each
04-54-50865 | Bushing | 36 | Each
04-54-50866 | Sealing ring crankshaft front | 6 | Each
04-54-50867 | Sealing ring crankshaft rear | 6 | Each
04-54-50868 | Complete hose kit | 6 | Each
04-54-50869 | Starter motor complete 12 V | 5 | Each
04-54-50870 | Starter motor repair kit | 10 | Each
04-54-50871 | Alternator 12 V | 8 | Each
04-54-50872 | Fuel lines | 2 | Set
04-54-50873 | Oil lines for oil cooler 2483A015 | 2 | Each
04-54-50874 | Oil lines for oil cooler 2483A016 | 2 | Each
04-54-50875 | O-ring and copper seal for oil cooler 3688X008 | 6 | Each
04-54-50876 | O-ring and copper seal for oil cooler 2418F602 | 6 | Each
04-54-50877 | Oil pressure switch | 6 | Each
04-54-50878 | Water sensor | 6 | Each
04-54-50879 | Cold start heater | 6 | Each
04-54-50880 | Carbon brush set (starter motor) | 2 | Each
04-54-50881 | Spare parts for Perkins Engines Model 1006 TAG | 0 | N/A
04-54-50882 | Valves exhaust | 12 | Each
04-54-50883 | Valves inlet | 12 | Each
04-54-50884 | Rocker arm with bushing and washer 4115R305 | 6 | Each
04-54-50885 | Rocker arm with bushing and washer 4115R306 | 6 | Each
04-54-50886 | Cylinder head gasket kit | 20 | Set
04-54-50887 | Valves cover gasket | 10 | Each
04-54-50888 | Fuel feed pump | 2 | Each
04-54-50889 | Fuel feed pump repair kit | 6 | Each
04-54-50890 | Injector seal | 120 | Each
04-54-50891 | Sensor 24V, for fuel inj. Pump | 2 | Each
04-54-50892 | Injector complete | 12 | Each
04-54-50893 | Injector nozzle | 240 | Each
04-54-50894 | Injector adjusting washer | 12 | Each
04-54-50895 | Fuel injection pump complete | 2 | Each
04-54-50896 | Fuel injection pipe | 1 | Set
04-54-50897 | Turbo complete | 1 | Each
04-54-50898 | Turbo repair kit | 2 | Each
04-54-50899 | Water pump complete | 1 | Each
04-54-50900 | Water pump repair kit | 20 | Each
04-54-50901 | Thermostat | 4 | Each
04-54-50902 | Oil pump complete | 2 | Each
04-54-50903 | Push rod | 4 | Each
04-54-50904 | Tapped | 4 | Each
04-54-50905 | Cylinder liner kit | 6 | Each
04-54-50906 | Piston kit | 6 | Each
04-54-50907 | Piston ring | 12 | Each
04-54-50908 | Big end bearing | 2 | Set
04-54-50909 | Connecting rod | 1 | Each
04-54-50910 | Bushing | 12 | Each
04-54-50911 | Sealing ring crankshaft front | 2 | Each
04-54-50912 | Sealing ring crankshaft rear | 2 | Each
04-54-50913 | Complete hose kit | 2 | Each
04-54-50914 | Starter motor complete 12 V | 1 | Each
04-54-50915 | Starter motor repair kit | 2 | Each
04-54-50916 | Alternator, complete 12 V | 2 | Each
04-54-50917 | Fuel lines | 1 | Set
04-54-50918 | Oil lines for oil cooler 2483A015 | 1 | Each
04-54-50919 | Oil lines for oil cooler 2483A016 | 1 | Each
04-54-50920 | O’ring and copper seal for oil cooler 3688X008 | 4 | Each
04-54-50921 | O’ring and copper seal for oil cooler 2418F602 | 4 | Each
04-54-50922 | Oil pressure switch | 2 | Each
04-54-50923 | Water sensor | 2 | Each
04-54-50924 | Cold start heater | 1 | Each
04-54-50925 | Carbon brush set | 1 | Each
04-54-50926 | Spare parts for Cummins engine Model 6BT 5.9G2 | 0 | N/A
04-54-50927 | Kit, turbo repair | 6 | Each
04-54-50928 | Pump fuel transfer | 6 | Each
04-54-50929 | Gasket cover plate | 12 | Each
04-54-50930 | List, Stanadyne Parts 3921930 | 6 | Each
04-54-50931 | List, Stanadyne Parts 3921950 | 12 | Each
04-54-50932 | Belt,V ribbed | 12 | Each
04-54-50933 | Kit, seal 3802820 | 2 | Each
04-54-50934 | Kit, seal 3926126 | 2 | Each
04-54-50935 | Seal, oil | 6 | Each
04-54-50936 | Gasket, gear cover | 6 | Each
04-54-50937 | Gasket, rear cover | 9 | Each
04-54-50938 | Seal, kit | 3 | Each
04-54-50939 | Kit, seal | 12 | Each
04-54-50940 | Spare parts for Cummins engine Model 6CTA 8.3G | 0 | N/A
04-54-50941 | Seal Kit | 1 | Each
04-54-50942 | Seal oil | 4 | Each
04-54-50943 | Gasket gear cover | 4 | Each
04-54-50944 | Tappet valve | 12 | Each
04-54-50945 | Bushing | 7 | Each
04-54-50946 | Belt, V Ribbed | 10 | Each
04-54-50947 | Gasket, rear cover | 3 | Each
04-54-50948 | Solenoid | 10 | Each
04-54-50949 | Gasket oil pan | 4 | Each
04-54-50950 | Kit, turbo repair | 3 | Each
04-54-50951 | Retainer valve spring | 12 | Each
04-54-50952 | Collet valve | 24 | Each
04-54-50953 | Gasket, valve cover | 4 | Each
04-54-50954 | Spare Parts for John Deere Engines 4045TF157 | 0 | N/A
04-54-50955 | Cylinder Head | 4 | Each
04-54-50956 | Exhaust Valve | 16 | Each
04-54-50957 | Intake Valve | 16 | Each
04-54-50958 | Rocker Arm | 4 | Each
04-54-50959 | Washer | 2 | Each
04-54-50960 | Gasket Kit | 44 | Each
04-54-50961 | Gasket | 22 | Each
04-54-50962 | Fuel Pump | 10 | Each
04-54-50963 | Fuel Line | 5 | Each
04-54-50964 | O-Ring Kit | 44 | Each
04-54-50965 | Injection Nozzle | 88 | Each
04-54-50966 | Fuel Injection | 4 | Each
04-54-50967 | Fuel Line | 1 | Each
04-54-50968 | Fuel Line | 2 | Each
04-54-50969 | Fuel Line | 3 | Each
04-54-50970 | Fuel Line | 4 | Each
04-54-50971 | Turbocharger | 2 | Each
04-54-50972 | Water Pump | 2 | Each
04-54-50973 | Kit | 44 | Each
04-54-50974 | Thermostat | 8 | Each
04-54-50975 | Oil Pump | 2 | Each
04-54-50976 | Push Rod | 8 | Each
04-54-50977 | Cam Follower | 8 | Each
04-54-50978 | Piston-Liner Kit | 8 | Each
04-54-50979 | Piston Ring Kit | 16 | Each
04-54-50980 | Bearing Kit | 16 | Each
04-54-50981 | Connecting Rod | 3 | Each
04-54-50982 | Bushing | 2 | Each
04-54-50983 | Seal Kit | 6 | Each
04-54-50984 | Seal | 6 | Each
04-54-50985 | Gasket Kit | 5 | Each
04-54-50986 | Motor | 3 | Each
04-54-50987 | Solenoid | 6 | Each
04-54-50988 | Bendix Drive | 6 | Each
04-54-50989 | Kit | 6 | Each
04-54-50990 | Regulator | 4 | Each
04-54-50991 | Diode | 4 | Each
04-54-50992 | Fuel Line | 3 | Each
04-54-50993 | Fuel Line | 3 | Each
04-54-50994 | Hydraulic Hose | 3 | Each
04-54-50995 | Sealing Washer | 3 | Each
04-54-50996 | Touch Switch | 3 | Each
04-54-50997 | Sender | 3 | Each
04-54-50998 | O-Ring | 5 | Each
04-54-50999 | Carbon Brush C | 3 | Each
04-54-51000 | Spare Parts for John Deere Engines 4039T | 0 | N/A
04-54-51001 | Cylinder Head | 2 | Each
04-54-51002 | Exhaust Valve | 8 | Each
04-54-51003 | Intake Valve | 8 | Each
04-54-51004 | Rocker Arm | 6 | Each
04-54-51005 | Washer | 6 | Each
04-54-51006 | O-Ring kit | 16 | Each
04-54-51007 | O-Ring | 8 | Each
04-54-51008 | Fuel Pump | 4 | Each
04-54-51009 | Bulk Hose | 2 | Each
04-54-51010 | O-Ring kit | 15 | Each
04-54-51011 | Injection Nozzle | 30 | Each
04-54-51012 | Fuel Injection | 2 | Each
04-54-51013 | Fuel Line | 1 | Each
04-54-51014 | Fuel Line | 2 | Each
04-54-51015 | Fuel Line | 3 | Each
04-54-51016 | Fuel Line | 4 | Each
04-54-51017 | Turbocharger | 1 | Each
04-54-51018 | Water Pump | 1 | Each
04-54-51019 | Kit | 15 | Each
04-54-51020 | Thermostat | 2 | Each
04-54-51021 | Kit | 2 | Each
04-54-51022 | Tappet | 1 | Each
04-54-51023 | Piston-Liner Kit | 4 | Each
04-54-51024 | Piston Ring Kit | 4 | Each
04-54-51025 | Bearing | 4 | Each
04-54-51026 | Connecting Rod | 1 | Each
04-54-51027 | Piston Pin | 1 | Each
04-54-51028 | Seal | 2 | Each
04-54-51029 | Seal | 2 | Each
04-54-51030 | Gasket Kit | 2 | Each
04-54-51031 | Motor | 1 | Each
04-54-51032 | Solenoid | 2 | Each
04-54-51033 | Bendix Drive | 2 | Each
04-54-51034 | Kit | 2 | Each
04-54-51035 | Regulator | 1 | Each
04-54-51036 | Diode | 1 | Each
04-54-51037 | Fuel Line | 1 | Each
04-54-51038 | Fuel Line | 1 | Each
04-54-51039 | Hydraulic Hose | 1 | Each
04-54-51040 | O-Ring | 50 | Each
04-54-51041 | Glow Plug | 1 | Each
04-54-51042 | Touch Switch | 1 | Each
04-54-51043 | Sender | 1 | Each
04-54-51044 | Carbon Brush C | 1 | Each
04-54-51045 | Push Rod | 16 | Each
04-54-51046 | Spare Parts for John Deere Engines 4039D | 0 | N/A
04-54-51047 | Cylinder Head | 6 | Each
04-54-51048 | Exhaust Valve | 24 | Each
04-54-51049 | Intake Valve | 24 | Each
04-54-51050 | Rocker Arm | 4 | Each
04-54-51051 | Washer | 2 | Each
04-54-51052 | O-Ring kit | 55 | Each
04-54-51053 | O-Ring | 28 | Each
04-54-51054 | Fuel Pump | 12 | Each
04-54-51055 | Bulk Hose | 6 | Each
04-54-51056 | O-Ring kit | 55 | Each
04-54-51057 | Nozzle Holder | 110 | Each
04-54-51058 | Fuel Injection | 6 | Each
04-54-51059 | Fuel Line | 1 | Each
04-54-51060 | Fuel Line | 2 | Each
04-54-51061 | Fuel Line | 3 | Each
04-54-51062 | Fuel Line | 4 | Each
04-54-51063 | Water Pump | 3 | Each
04-54-51064 | Kit | 55 | Each
04-54-51065 | Thermostat | 10 | Each
04-54-51066 | Kit | 6 | Each
04-54-51067 | Pin | 2 | Each
04-54-51068 | Tappet | 2 | Each
04-54-51069 | Piston-Liner Kit | 8 | Each
04-54-51070 | Piston Ring Kit | 24 | Each
04-54-51071 | Bearing | 24 | Each
04-54-51072 | Connecting Rod | 4 | Each
04-54-51073 | Piston Pin | 2 | Each
04-54-51074 | Seal | 6 | Each
04-54-51075 | Seal | 6 | Each
04-54-51076 | Gasket Kit | 6 | Each
04-54-51077 | Motor | 3 | Each
04-54-51078 | Solenoid | 6 | Each
04-54-51079 | Bendix Drive | 6 | Each
04-54-51080 | Kit | 6 | Each
04-54-51081 | Regulator | 4 | Each
04-54-51082 | Diode | 4 | Each
04-54-51083 | Fuel Line | 3 | Each
04-54-51084 | Fuel Line | 3 | Each
04-54-51085 | O-Ring | 50 | Each
04-54-51086 | Glow Plug | 4 | Each
04-54-51087 | Touch Switch | 4 | Each
04-54-51088 | Sender | 4 | Each
04-54-51089 | Carbon Brush C | 3 | Each
04-54-51090 | Manual start module (A 710) | 30 | Each
04-54-51091 | Emergency stop button | 15 | Each
04-54-51092 | Water temp. gauge | 30 | Each
04-54-51093 | Oil pressure gauge | 15 | Each
04-54-51094 | 5P5 Hourmeter | 30 | Each
04-54-51095 | Fuel solenoid | 21 | Each
04-54-51096 | Low oil pressure switch | 30 | Each
04-54-51097 | Low water temperature switch | 30 | Each
04-54-51098 | Water temperature sending switch | 30 | Each
04-54-51099 | Oil pressure sending switch | 30 | Each
04-54-51100 | Circuit breaker for 50kVA | 9 | Each
04-54-51101 | Circuit breaker for 100kVA | 9 | Each
04-54-51102 | Circuit breaker for 150kVA | 9 | Each
04-54-51103 | Complete alternator model TRI-D/2 (5kVA) | 1 | Each
04-54-51104 | Front bearing 6205-2RS for alternator model TRI-D/2 (5kVA) | 2 | Each
04-54-51105 | Rear bearing 6203.2Z C3 for alternator model TRI-D/2 (5kVA) | 2 | Each
04-54-51106 | AVR for alternator model ECO37/-1L/4 (250 kVA) Type UVR6 0391600117 | 2 | Each
04-54-51107 | Front bearing 6318 for alternator model ECO37-1L/4 (250kVA) | 2 | Each
04-54-51108 | Rear bearing 6314-2RS for alternator model ECO37-1L/4 (250kVA) | 2 | Each
04-54-51109 | Rotating diodes for alternator model ECO37-1L/4 (250kVA) Type 0391400401 | 2 | Each
04-54-51110 | Emergency Parts kit for model UCDI224/UCD274 | 11 | Set
04-54-51111 | Emergency Parts kit for model HCI544/HC-HCK444 | 6 | Set
04-54-51112 | AVR for alternator model LSA37ATR4PM7 (10 kVA) | 20 | Each
04-54-51113 | Set of bearings for alternator model LSA37ATR4PM7 (10 kVA) | 20 | Each
04-54-51114 | Set of rotating diodes for alternator model LSA37ATR4PM7 (10 kVA) | 20 | Each
04-54-51115 | Alternator model LSA37ATR4PM7 (10 kVA) | 4 | Each
04-54-51116 | AVR for alternator model LSA37VL8J1/4 (15 kVA) | 8 | Each
04-54-51117 | Set of bearings for alternator model LSA37VL8J1/4 (15 kVA) | 8 | Each
04-54-51118 | Set of rotating diodes for alternator model LSA37VL8J1/4 (15 kVA) | 8 | Each
04-54-51119 | Alternator model LSA37VL8J1/4 (15 kVA) | 2 | Each
04-54-51120 | AVR for alternator model LSA42.2S5JG/4 (20 kVA) | 4 | Each
04-54-51121 | Set of bearings for alternator model LSA42.2S5JG/4 (20 kVA) | 4 | Each
04-54-51122 | Set of rotating diodes for alternator model LSA42.2S5JG/4 (20 kVA) | 4 | Each
04-54-51123 | Alternator model LSA42.2S5JG/4 (20 kVA) | 1 | Each
04-54-51124 | 400/415V, 4 pole , 3 position changeover switch rating 630A | 2 | Each
04-54-51125 | 400/415V, 4 pole , 3 position changeover switch rating 800A | 7 | Each
04-54-51126 | 400/415V, 4 pole , 3 position changeover switch rating 400A | 3 | Each
04-54-51127 | Nissan 4WD Patrol Station Wagon GL, (LHD) | 2 | Unit
04-54-51128 | Rear differential lock & free wheel hubs (automatic), side steps & tyres | 2 | Lot
04-54-51129 | Fuel tank, extra, 40 l & rear wiper | 2 | Lot
04-54-51130 | Warning triangle | 2 | Each
04-54-51131 | Radio & cassette w/2sp. Antenna - manual | 2 | Each
04-54-51132 | Roof rack | 2 | Each
04-54-51133 | Rear cooler | 2 | Each
04-54-51134 | Standard spare parts kit | 2 | Each
04-54-51135 | LV Cu Cable, 1 X 150 sq mm, PVC insulated | 2.7 | Km
04-54-51136 | LV Cu Cable, 1 X 95 sq mm, PVC insulated | 4.5 | Km
04-54-51137 | LV Cu Cable, 1 X 70 sq mm, PVC insulated | 3 | Km
04-54-51138 | LV Cu Cable, 1 X 16 sq mm, PVC insulated | 6 | Km
04-54-51139 | Oil filter | 280 | Each
04-54-51140 | Separator. Fuel/water | 140 | Each
04-54-51141 | Element, Air cleaner | 70 | Each
04-54-51142 | Upper gasket set | 5 | Each
04-54-51143 | Valve, exhaust | 18 | Each
04-54-51144 | Valve, intake | 18 | Each
04-54-51145 | Spring, valve | 4 | Each
04-54-51146 | Seal, valve stem | 18 | Each
04-54-51147 | Collet, valve | 4 | Each
04-54-51148 | Gasket, cylinder head | 5 | Each
04-54-51149 | Gasket, valve cover | 18 | Each
04-54-51150 | Fuel pump (3904374) | 5 | Each
04-54-51151 | Seal, injector | 36 | Each
04-54-51152 | Injector, Bosch | 12 | Each
04-54-51153 | Nozzle, injector | 30 | Each
04-54-51154 | Seal, rectangular ring | 30 | Each
04-54-51155 | List, Bosch Service Parts | 3 | Each
04-54-51156 | Turbo, H1 | 2 | Each
04-54-51157 | Kit, turbo repair | 8 | Each
04-54-51158 | Pump, water | 5 | Each
04-54-51159 | Thermostat (3802273) | 5 | Each
04-54-51160 | Lower engine gasket kit | 5 | Each
04-54-51161 | Sleeve, Salvage P/N 3904166 | 18 | Each
04-54-51162 | Push rod | 4 | Each
04-54-51163 | Tappet, valve | 6 | Each
04-54-51164 | Sleeve, Salvage P/N 3904166 | 3 | Each
04-54-51165 | Kit, engine piston | 25 | Each
04-54-51166 | Piston ring set | 3 | Each
04-54-51167 | Bearing, con. rod (std) | 3 | Each
04-54-51168 | Bushing | 3 | Each
04-54-51169 | Kit, seal | 5 | Each
04-54-51170 | Hose, flexible | 3 | Each
04-54-51171 | Hose, elbow | 3 | Each
04-54-51172 | Hose, plain p/n 3918611 | 3 | Each
04-54-51173 | Hose, plain p/n 3279246 | 3 | Each
04-54-51174 | Hose, plain p/n 3916166 | 3 | Each
04-54-51175 | Hose, plain p/n 3912183 | 3 | Each
04-54-51176 | Motor, starting | 3 | Each
04-54-51177 | Seal, grommet | 12 | Each
04-54-51178 | Seal, oil (3904353) | 5 | Each
04-54-51179 | Set, main bearing (std) | 5 | Each
04-54-51180 | Belt, V ribbed | 10 | Each
04-54-51181 | Kit, seal (3909410) | 5 | Each
04-54-51182 | Seal, O-ring | 6 | Each
04-54-51183 | List, Stanadyne Parts p/n 3921930 | 3 | Each
04-54-51184 | List, Stanadyne Parts p/n 3921935 | 5 | Each
04-54-51185 | Guide, valve stem | 36 | Each
04-54-51186 | Elm, oil (3908615) | 50 | Each
04-54-51187 | Pin, piston (3919053) | 6 | Each
04-54-51188 | Ring, retaining | 36 | Each
04-54-51189 | Insert, valve p/n 3904105 | 18 | Each
04-54-51190 | Insert, valve p/n 3906854 | 18 | Each
04-54-51191 | Gasket, turbocharger | 9 | Each
04-54-51192 | Gasket, valve cover | 30 | Each
04-54-51193 | Seal, rectangular ring | 5 | Each
04-54-51194 | Oil filter | 100 | Each
04-54-51195 | Fuel filter | 130 | Each
04-54-51196 | Air filter | 65 | Each
04-54-51197 | Element | 130 | Each
04-54-51198 | Gasket (3892667) | 7 | Each
04-54-51199 | Gasket set (3803463) | 5 | Each
04-54-51200 | Gasket set (3803453) | 5 | Each
04-54-51201 | Kit (3803465) | 30 | Each
04-54-51202 | Kit (3803297) | 30 | Each
04-54-51203 | Kit (3801542) | 30 | Each
04-54-51204 | Kit, turbocharger repair | 5 | Each
04-54-51205 | Kit, turbocharger gasket | 5 | Each
04-54-51206 | Kit, water pump repair | 5 | Each
04-54-51207 | Kit, fuel pump gasket | 3 | Each
04-54-51208 | Set, main bearing | 5 | Each
04-54-51209 | Bearing, connecting rod | 60 | Each
04-54-51210 | Bearing (3822062) | 20 | Each
04-54-51211 | Bushing | 21 | Each
04-54-51212 | Kit (3803488) | 5 | Each
04-54-51213 | Thermostat (201737) | 5 | Each
04-54-51214 | Belt, V ribbed p/n 3037425 | 14 | Each
04-54-51215 | Belt, V ribbed p/n 3034942 | 14 | Each
04-54-51216 | Kit (3803354) | 5 | Each
04-54-51217 | Kit (3054609) | 7 | Each
04-54-51218 | Gasket (3882733) | 9 | Each
04-54-51219 | Insert, valve | 72 | Each
04-54-51220 | Guide (3073512) | 72 | Each
04-54-51221 | Valve, intake | 36 | Each
04-54-51222 | Valve (3801357) | 36 | Each
04-54-51223 | Gasket (3883718) | 5 | Each
04-54-51224 | Barrel/plunger | 42 | Each
04-54-51225 | Seal, thermostat | 5 | Each
04-54-51226 | Gasket, rocket cover | 10 | Each
04-54-51227 | Pump, water | 5 | Each
04-54-51228 | Seal, O ring | 10 | Each
04-54-51229 | Rod (3820302) | 14 | Each
04-54-51230 | Pump (3803241) | 5 | Each
04-54-51231 | Rod (3820151) | 26 | Each
04-54-51232 | Rod (3820152) | 14 | Each
04-54-51233 | Fan engine | 3 | Each
04-54-51234 | Injector | 14 | Each
04-54-51235 | Motor, starting | 3 | Each
04-54-51236 | Seal, O ring | 10 | Each
04-54-51237 | Oil filter | 20 | Each
04-54-51238 | Fuel filter | 40 | Each
04-54-51239 | Cylinder head (3055098) | 1 | Each
04-54-51240 | Valve exhaust (3040830) | 12 | Each
04-54-51241 | Valve inlet (135957) | 12 | Each
04-54-51242 | Valve spring | 24 | Each
04-54-51243 | Housing, rocker lever | 6 | Each
04-54-51244 | Gasket (3047402) | 6 | Each
04-54-51245 | Guide valve spring | 12 | Each
04-54-51246 | Valve collet | 48 | Each
04-54-51247 | Guide valve spring | 24 | Each
04-54-51248 | Insert valve | 12 | Each
04-54-51249 | Insert valve | 12 | Each
04-54-51250 | Sleeve injector | 6 | Each
04-54-51251 | Guide (3050369) | 24 | Each
04-54-51252 | Seal, O ring | 6 | Each
04-54-51253 | Injector | 3 | Each
04-54-51254 | Seal, O ring | 18 | Each
04-54-51255 | Barrel/plunger | 6 | Each
04-54-51256 | Ball, check | 6 | Each
04-54-51257 | Cup, injector | 12 | Each
04-54-51258 | Seal kit (3801330) | 6 | Each
04-54-51259 | Seal kit | 6 | Each
04-54-51260 | Motor, starting | 1 | Each
04-54-51261 | Valve | 1 | Each
04-54-51262 | Kit (3054609) | 1 | Each
04-54-51263 | Pick-up, magnetic | 1 | Each
04-54-51264 | Control, governor | 1 | Each
04-54-51265 | Magnetic switch | 1 | Each
04-54-51266 | Liner kit | 6 | Each
04-54-51267 | Piston kit | 6 | Each
04-54-51268 | Piston ring set (3801755) | 12 | Each
04-54-51269 | Bearing connecting rod | 12 | Each
04-54-51270 | Oil seal | 2 | Each
04-54-51271 | Water pump repair kit p/n 3801710 | 1 | Each
04-54-51272 | Water pump repair kit p/n 3801712 | 1 | Each
04-54-51273 | Water pump | 1 | Each
04-54-51274 | Thermostat (201737) | 1 | Each
04-54-51275 | Oil pump (3821579) | 1 | Each
04-54-51276 | Gasket, lub. oil pump | 1 | Each
04-54-51277 | Turbo | 1 | Each
04-54-51278 | Turbo repair kit | 2 | Each
04-54-51279 | Corrosion resistor | 10 | Each
04-54-51280 | Bushing p/n 3011951 | 1 | Each
04-54-51281 | Bushing p/n 3028075 | 4 | Each
04-54-51282 | Bushing p/n 3028269 | 2 | Each
04-54-51283 | Ring liner seal | 6 | Each
04-54-51284 | Ring liner packing | 6 | Each
04-54-51285 | Seal, O ring | 12 | Each
04-54-51286 | Set, main bearings | 1 | Each
04-54-51287 | Bearing thrust | 4 | Each
04-54-51288 | Belt, V ribbed | 2 | Each
04-54-51289 | Gasket | 12 | Each
04-54-51290 | Belt (3040303) | 4 | Each
04-54-51291 | Oil seal | 1 | Each
04-54-51292 | Gasket (3068463) | 2 | Each
04-54-51293 | Magnetic switch | 2 | Each
04-54-51294 | Seal kit (3906080) | 2 | Each
04-54-51295 | Seal, O ring | 12 | Each
04-54-51296 | Cylinder head gasket p/n 3935585 | 8 | Each
04-54-51297 | Upper gasket set | 7 | Each
04-54-51298 | Cylinder head gasket p/n 3283570 | 70 | Each
04-54-51299 | Plain hose | 1 | Each
04-54-51300 | Big end bearing kit | 18 | Each
04-54-51301 | Seal ring kit | 18 | Each
04-54-51302 | Gasket kit | 6 | Each
04-54-51303 | Overhaul kit p/n 276150-0 | 3 | Each
04-54-51304 | Overhaul kit p/n 276636-8 | 6 | Each
04-54-51305 | Copper sleeve kit | 36 | Each
04-54-51306 | Repair kit | 3 | Each
04-54-51307 | Oil filter | 120 | Each
04-54-51308 | Starter element | 3 | Each
04-54-51309 | Oil filter | 60 | Each
04-54-51310 | Fuel pipe | 3 | Each
04-54-51311 | Thermo monitor p/n 848829-8 | 3 | Each
04-54-51312 | Transient protector | 3 | Each
04-54-51313 | Temperature sensor | 3 | Each
04-54-51314 | Thermo monitor p/n 862250-8 | 3 | Each
04-54-51315 | Pressure monitor | 3 | Each
04-54-51316 | Exhaust valve | 18 | Each
04-54-51317 | Nozzle | 36 | Each
04-54-51318 | Pressure sensor | 3 | Each
04-54-51319 | Starter motor | 3 | Each
04-54-51320 | Stop solenoid | 24 | Each
04-54-51321 | Alternator | 3 | Each
04-54-51322 | Control unit | 3 | Each
04-54-51323 | Piston ring kit | 18 | Each
04-54-51324 | Hose p/n 943366-5 | 3 | Each
04-54-51325 | Hose p/n 944386-2 | 3 | Each
04-54-51326 | Magnetic plug | 3 | Each
04-54-51327 | V-belt set p/n 967267-6 | 6 | Each
04-54-51328 | V-belt set p/n 967269-2 | 6 | Each
04-54-51329 | Drive belt | 6 | Each
04-54-51330 | O-ring | 18 | Each
04-54-51331 | Gasket | 12 | Each
04-54-51332 | Sealing ring p/n 1543896-3 | 6 | Each
04-54-51333 | Sealing ring p/n 1544710-5 | 6 | Each
04-54-51334 | Valve seat p/n 1556148-3 | 18 | Each
04-54-51335 | Valve seat p/n 1556149-1 | 18 | Each
04-54-51336 | Connecting rod | 9 | Each
04-54-51337 | Bushing p/n 1556321-6 | 6 | Each
04-54-51338 | Fuel pipe | 3 | Each
04-54-51339 | Bushing p/n 1556514-6 | 3 | Each
04-54-51340 | Bushing p/n 1556515-3 | 18 | Each
04-54-51341 | Oil pump | 3 | Each
04-54-51342 | Inlet valve | 18 | Each
04-54-51343 | Hose | 3 | Each
04-54-51344 | Carbon brush set | 6 | Each
04-54-51345 | Coolant filter | 90 | Each
04-54-51346 | Fan | 3 | Each
04-54-51347 | Radiator hose p/n 3825076-7 | 3 | Each
04-54-51348 | Radiator hose p/n 3825077-5 | 3 | Each
04-54-51349 | Pipe | 3 | Each
04-54-51350 | Charge air pipe | 3 | Each
04-54-51351 | Fuel filter | 60 | Each
04-54-51352 | Sealing ring | 6 | Each
04-54-51353 | Feed pump | 3 | Each
04-54-51354 | Repair kit | 18 | Each
04-54-51355 | Hand pump | 3 | Each
04-54-51356 | Air filter | 30 | Each
04-54-51357 | Gasket | 6 | Each
04-54-51358 | Cylinder liner kit | 18 | Each
04-54-51359 | Thermostat | 6 | Each
04-54-51360 | Circulation pump | 3 | Each
04-54-51361 | Big end bearing kit | 6 | Each
04-54-51362 | Sealing ring kit | 6 | Each
04-54-51363 | Overhaul kit | 1 | Each
04-54-51364 | Copper sleeve kit | 20 | Each
04-54-51365 | Repair kit | 1 | Each
04-54-51366 | Oil filter p/n 466634-3 | 20 | Each
04-54-51367 | Oil filter p/n 477556-5 | 10 | Each
04-54-51368 | Thermo monitor | 1 | Each
04-54-51369 | Radiator hose p/n 849738-0 | 1 | Each
04-54-51370 | Radiator hose p/n 862102-1 | 1 | Each
04-54-51371 | Temperature sensor | 1 | Each
04-54-51372 | Thermo monitor | 1 | Each
04-54-51373 | Small parts kit | 1 | Each
04-54-51374 | Pressure monitor | 1 | Each
04-54-51375 | Feed pump | 1 | Each
04-54-51376 | Actuator | 1 | Each
04-54-51377 | Pressure sensor | 1 | Each
04-54-51378 | Starter motor | 1 | Each
04-54-51379 | Alternator | 1 | Each
04-54-51380 | Bellows kit | 6 | Each
04-54-51381 | Gasket kit | 1 | Each
04-54-51382 | Hose p/n 943366-5 | 1 | Each
04-54-51383 | Hose p/n 944386-2 | 1 | Each
04-54-51384 | Magnetic plug | 1 | Each
04-54-51385 | V-belt set | 1 | Each
04-54-51386 | O-ring | 6 | Each
04-54-51387 | Gasket | 2 | Each
04-54-51388 | Sealing ring | 3 | Each
04-54-51389 | Bushing | 6 | Each
04-54-51390 | Inlet valve | 6 | Each
04-54-51391 | Exhaust valve | 6 | Each
04-54-51392 | Thermostat | 1 | Each
04-54-51393 | Carbon brush set | 1 | Each
04-54-51394 | Repair kit | 8 | Each
04-54-51395 | Coolant filter | 10 | Each
04-54-51396 | Nozzle | 12 | Each
04-54-51397 | Fuel filter | 10 | Each
04-54-51398 | Control solenoid kit | 10 | Each
04-54-51399 | Cylinder liner kit | 6 | Each
04-54-51400 | Circulation pump | 1 | Each
04-54-51401 | Feed pump | 3 | Each
04-54-51402 | Big end bearing kit | 3 | Each
04-54-51403 | Piston ring kit | 18 | Each
04-54-51404 | Sealing ring kit | 18 | Each
04-54-51405 | Thrust washer kit | 6 | Each
04-54-51406 | Gasket kit | 3 | Each
04-54-51407 | Coolant pump kit | 3 | Each
04-54-51408 | Filter | 50 | Each
04-54-51409 | Valve seat | 18 | Each
04-54-51410 | Nozzle | 36 | Each
04-54-51411 | Valve seat | 18 | Each
04-54-51412 | Inlet valve | 18 | Each
04-54-51413 | Oil filter | 50 | Each
04-54-51414 | O-ring | 36 | Each
04-54-51415 | Bushing | 18 | Each
04-54-51416 | Gasket | 3 | Each
04-54-51417 | Sealing ring p/n 471788-0 | 7 | Each
04-54-51418 | Sealing ring p/n 471856-5 | 24 | Each
04-54-51419 | Sealing ring p/n 477118-4 | 5 | Each
04-54-51420 | Sealing ring p/n 477119-2 | 3 | Each
04-54-51421 | Oil pump | 3 | Each
04-54-51422 | Oil filter | 50 | Each
04-54-51423 | Exhaust valve | 18 | Each
04-54-51424 | Control motor | 3 | Each
04-54-51425 | Small parts kit | 3 | Each
04-54-51426 | Starter motor | 3 | Each
04-54-51427 | Radiator hose p/n 848371-1 | 3 | Each
04-54-51428 | Thermo monitor | 5 | Each
04-54-51429 | Radiator hose p/n 848834-8 | 3 | Each
04-54-51430 | Radiator hose p/n 848836-3 | 3 | Each
04-54-51431 | Transient protector | 3 | Each
04-54-51432 | Pressure monitor | 10 | Each
04-54-51433 | Stop solenoid | 12 | Each
04-54-51434 | Control unit | 3 | Each
04-54-51435 | Gasket kit | 5 | Each
04-54-51436 | Cylinder liner kit | 18 | Each
04-54-51437 | Gasket kit p/n 876325-2 | 3 | Each
04-54-51438 | Gasket kit p/n 876565-3 | 10 | Each
04-54-51439 | O-ring | 6 | Each
04-54-51440 | Hose | 3 | Each
04-54-51441 | Magnetic plug | 3 | Each
04-54-51442 | V-belt set p/n 966847-6 | 6 | Each
04-54-51443 | V-belt set p/n 966986-2 | 6 | Each
04-54-51444 | Thermostat | 3 | Each
04-54-51445 | Small parts kit | 3 | Each
04-54-51446 | Carbon brush set | 5 | Each
04-54-51447 | Circulation pump | 3 | Each
04-54-51448 | Fuel filter | 50 | Each
04-54-51449 | Air filter | 12 | Each
04-54-51450 | Control solenoid kit | 12 | Each
04-54-51451 | Cable harness p/n 873638-1 | 3 | Each
04-54-51452 | Control solenoid kit p/n 3826742-3 | 3 | Each
04-54-51453 | Cable harness p/n 873638-1 | 1 | Each
04-54-51454 | Control solenoid kit p/n 3826742-3 | 1 | Each
04-54-51455 | Stop solenoid | 3 | Each
04-54-51456 | Parts catalogue for engine: TWD610G | 4 | Each
04-54-51457 | Parts catalogue for engine: TWD710G | 4 | Each
04-54-51458 | Parts catalogue for engine: TAD740GE | 4 | Each
04-54-51459 | Parts catalogue for engine: TW1630G | 4 | Each
04-54-51460 | Parts catalogue for engine: TAD1631GE | 4 | Each
04-54-51461 | Work shop manual for engine: TWD610G | 4 | Each
04-54-51462 | Work shop manual for engine: TWD710G | 4 | Each
04-54-51463 | Work shop manual for engine: TAD740GE | 4 | Each
04-54-51464 | Work shop manual for engine: TW1630G | 4 | Each
04-54-51465 | Work shop manual for engine: TAD1631GE | 4 | Each
04-54-51466 | Big end bearing kit | 18 | Each
04-54-51467 | Big end bearing kit | 6 | Each
04-54-51468 | Piston ring kit | 18 | Each
04-54-51469 | Big end bearing kit | 23 | Each
04-54-51470 | Big end bearing kit | 5 | Each
04-54-51471 | Oil filter | 300 | Each
04-54-51472 | Turbo | 2 | Each
04-54-51473 | Cable harness | 10 | Each
04-54-51474 | Cylinder liner kit | 18 | Each
04-54-51475 | Fuel filter | 300 | Each
04-54-51476 | Air filter | 75 | Each
04-54-51477 | Control solenoid kit | 10 | Each
04-54-51478 | Big end bearing kit | 3 | Each
04-54-51479 | Big end bearing kit | 6 | Each
04-54-51480 | Main bearing kit | 5 | Each
04-54-51481 | Main bearing kit | 5 | Each
04-54-51482 | Piston ring kit | 3 | Each
04-54-51483 | Main bearing kit | 59 | Each
04-54-51484 | Main bearing kit | 17 | Each
04-54-51485 | Control solenoid kit | 2 | Each
04-54-51486 | Cylinder liner kit | 6 | Each
04-54-51487 | Main bearing kit | 23 | Each
04-54-51488 | Main bearing kit | 11 | Each
04-54-51489 | Big end bearing kit | 12 | Each
04-54-51490 | Big end bearing kit | 12 | Each
04-54-51491 | Stop solenoid | 4 | Each
04-54-51492 | Piston ring kit | 12 | Each
04-54-51493 | Turbo | 2 | Each
04-54-51494
04-54-51495 | Fuel Pre-Cleaner FS 19532 | 30 | Each
04-54-51496 | Air Filter (outer) AF 25492 | 120 | Each
04-54-51497 | Air Filter (inner) AF 25491 | 120 | Each
04-54-51498 | Air Filter AF 1955 KM | 12 | Each
04-54-51499 | Motorola GM 300 Mobile Radio, VHF including features 7-8 | 2 | Each
04-54-51500 | battery power cable, compact microphone | 2 | Each
04-54-51501 | two profile trunnion kit | 2 | Each
04-54-51502 | 3 DB mobile antenna with 4 meter cable and connector | 2 | Each
04-54-51503 | Operator manual | 2 | Each
04-54-51504 | UVEX Astrospec 9168 Safety Glasses w/ tinted lenses for protection against airborne particles & hazards | 15 | Each
04-54-51505 | Leather work duty cow hide gloves | 40 | Each
04-54-51506 | Work uniform/Overalls preshrunk fabric | 30 | Each
04-54-51507 | Oil filter | 240 | Each
04-54-51508 | Fuel filter | 120 | Each
04-54-51509 | Air filter | 60 | Each
04-54-51510 | Exhaust Valve | 12 | Each
04-54-51511 | Intake Valve | 12 | Each
04-54-51512 | O-Ring Kit p/n RE64290 | 7 | Each
04-54-51513 | O-Ring p/n R106796 | 7 | Each
04-54-51514 | Fuel pump | 3 | Each
04-54-51515 | Bulk Hose | 3 | Each
04-54-51516 | O-Ring Kit p/n RE64292 | 8 | Each
04-54-51517 | Injection Nozzle | 16 | Each
04-54-51518 | Fuel Injection | 3 | Each
04-54-51519 | Turbocharger | 3 | Each
04-54-51520 | Water Pump | 3 | Each
04-54-51521 | Water Pump repair kit | 7 | Each
04-54-51522 | Thermostat | 3 | Each
04-54-51523 | Thermostat Repair kit | 3 | Each
04-54-51524 | Push Rod | 4 | Each
04-54-51525 | Piston-Liner Kit | 3 | Each
04-54-51526 | Piston Ring Kit | 4 | Each
04-54-51527 | Bearing | 3 | Each
04-54-51528 | Seal p/n RE44574 | 4 | Each
04-54-51529 | Seal | 4 | Each
04-54-51530 | Gasket Kit | 4 | Each
04-54-51531 | Motor | 3 | Each
04-54-51532 | Solenoid | 4 | Each
04-54-51533 | Bendix Drive | 3 | Each
04-54-51534 | Bendix Drive kit | 4 | Each
04-54-51535 | Regulator | 4 | Each
04-54-51536 | Diodes | 3 | Each
04-54-51537 | O-Ring p/n R26286 | 150 | Each
04-54-51538 | Glow Plug | 12 | Each
04-54-51539 | Touch Switch | 3 | Each
04-54-51540 | Sender | 4 | Each
04-54-51541 | Carbon Brush C | 4 | Each
04-54-51542 | Oil filter | 60 | Each
04-54-51543 | Fuel filter | 30 | Each
04-54-51544 | Filter element | 15 | Each
04-54-51545 | Exhaust Valve | 7 | Each
04-54-51546 | Intake Valve | 12 | Each
04-54-51547 | O-Ring Kit p/n RE64290 | 2 | Each
04-54-51548 | O-Ring Kit p/n R106796 | 2 | Each
04-54-51549 | Fuel pump | 2 | Each
04-54-51550 | O-Ring Kit p/n RE65201 | 3 | Each
04-54-51551 | Nozzle Holder | 12 | Each
04-54-51552 | Water Pump | 2 | Each
04-54-51553 | Water Pump repair kit | 2 | Each
04-54-51554 | Thermostat Repair kit | 2 | Each
04-54-51555 | Piston-Liner Kit | 2 | Each
04-54-51556 | Piston Ring Kit | 2 | Each
04-54-51557 | Bearing | 2 | Each
04-54-51558 | Seal p/n RE44574 | 2 | Each
04-54-51559 | Seal p/n AR67942 | 2 | Each
04-54-51560 | Gasket Kit | 12 | Each
04-54-51561 | Motor | 2 | Each
04-54-51562 | Solenoid | 2 | Each
04-54-51563 | Bendix Drive kit | 2 | Each
04-54-51564 | Regulator | 2 | Each
04-54-51565 | Diodes | 2 | Each
04-54-51566 | O-Ring | 100 | Each
04-54-51567 | Glow Plug | 12 | Each
04-54-51568 | Touch Switch | 8 | Each
04-54-51569 | Sender | 2 | Each
04-54-51570 | Carbon Brush C | 2 | Each
04-54-51571 | Oil filter | 48 | Each
04-54-51572 | Fuel filter | 20 | Each
04-54-51573 | Air filter | 10 | Each
04-54-51574 | Exhaust Valve | 12 | Each
04-54-51575 | Intake Valve | 12 | Each
04-54-51576 | Gasket kit p/n RE66082 | 2 | Each
04-54-51577 | Gasket | 2 | Each
04-54-51578 | Fuel pump | 2 | Each
04-54-51579 | Injection Nozzle | 12 | Each
04-54-51580 | Turbocharger | 2 | Each
04-54-51581 | Water Pump | 2 | Each
04-54-51582 | Water Pump repair kit | 2 | Each
04-54-51583 | Thermostat | 2 | Each
04-54-51584 | Piston-Liner Kit | 2 | Each
04-54-51585 | Piston Ring Kit | 2 | Each
04-54-51586 | Bearing Kit | 2 | Each
04-54-51587 | Bushing | 2 | Each
04-54-51588 | Seal Kit | 2 | Each
04-54-51589 | Seal | 2 | Each
04-54-51590 | Gasket Kit p/n RE501455 | 2 | Each
04-54-51591 | Motor | 2 | Each
04-54-51592 | Solenoid | 2 | Each
04-54-51593 | Bendix Drive | 2 | Each
04-54-51594 | Bendix Drive kit | 2 | Each
04-54-51595 | Regulator | 2 | Each
04-54-51596 | Diodes | 2 | Each
04-54-51597 | Touch Switch | 2 | Each
04-54-51598 | Sender | 2 | Each
04-54-51599 | O-Ring | 10 | Each
04-54-51600 | Carbon Brush C | 2 | Each
04-54-51601 | Oil Filter | 888 | Each
04-54-51602 | Spares for Lomardini engines | 5000 | pcs
04-54-51603 | Cartridge, FVA | 70 | Each
04-54-51604 | Cartridge, FV | 70 | Each
04-54-51605 | Element, SVA | 35 | Each
04-54-51606 | Piston, standard., FVA | 2 | Each
04-54-51607 | Piston ring, standard, FV | 4 | Each
04-54-51608 | Cylinder, 1FV | 3 | Each
04-54-51609 | Bearing, standard., FVI p/n 1611012 | 3 | Each
04-54-51610 | Bearing, standard, FVI p/n 1611018 | 3 | Each
04-54-51611 | Cylinder head, D | 1 | Each
04-54-51612 | Exhaust valve, SV | 3 | Each
04-54-51613 | Intake valve, SV | 3 | Each
04-54-51614 | Guide, FVI | 3 | Each
04-54-51615 | Guide, FVA | 3 | Each
04-54-51616 | Valve seat, SV p/n 8000118 | 3 | Each
04-54-51617 | Valve seat, SV p/n 8000117 | 3 | Each
04-54-51618 | Gasket, SV | 10 | Each
04-54-51619 | Nozzle, FVA | 7 | Each
04-54-51620 | Nozzle, SA | 2 | Each
04-54-51621 | Injector pump, F | 6 | Each
04-54-51622 | Gasket, FV p/n 4740018 | 10 | Each
04-54-51623 | Gasket, FV p/n 4740025 | 10 | Each
04-54-51624 | Engine, complete | 1 | Each
04-54-51625 | Alternator, 1FV | 2 | Each
04-54-51626 | Starter motor, 1SI | 1 | Each
04-54-51627 | Oil pump, S | 2 | Each
04-54-51628 | Gasket set, FV | 2 | Each
04-54-51629 | Rect. bridge, 2DI | 4 | Each
04-54-51630 | Cartridge, FV p/n 2175040 | 720 | Each
04-54-51631 | Cartridge, FVA p/n 2175045 | 720 | Each
04-54-51632 | Cartridge, FV p/n 2175048 | 360 | Each
04-54-51633 | Feed pump, FVA p/n 5585079 | 10 | Each
04-54-51634 | Injector pump, FV | 7 | Each
04-54-51635 | Nozzle holder, FI | 8 | Each
04-54-51636 | Nozzle, FVA | 12 | Each
04-54-51637 | Starter motor, 1FI | 7 | Each
04-54-51638 | Alternator, EFVI | 8 | Each
04-54-51639 | Piston ring, standard, FV | 12 | Each
04-54-51640 | Piston, standard, FV | 8 | Each
04-54-51641 | Gasket set, DV | 12 | Each
04-54-51642 | Bearing, std., FVA | 6 | Each
04-54-51643 | Bearing, std., FV | 6 | Each
04-54-51644 | Support, std., 1FI | 6 | Each
04-54-51645 | Exhaust valve, FV | 8 | Each
04-54-51646 | Intake valve, FV | 8 | Each
04-54-51647 | Cylinder head, 2SVI | 6 | Each
04-54-51648 | Bearing, std., FV | 8 | Each
04-54-51649 | Gasket, DV | 10 | Each
04-54-51650 | Valve seat, FVI p/n 8000213 | 16 | Each
04-54-51651 | Valve seat, FVI p/n 8000212 | 16 | Each
04-54-51652 | Gasket, FV | 20 | Each
04-54-51653 | Guide, FVI p/n 4845247 | 12 | Each
04-54-51654 | Guide, FVI p/n 4845248 | 12 | Each
04-54-51655 | Gasket set, F | 8 | Each
04-54-51656 | Engine, complete | 4 | Each
04-54-51657 | Voltage regulator, D | 8 | Each
04-54-51658 | Cartridge, FVA | 240 | Each
04-54-51659 | Cartridge, FV p/n 2175104 | 240 | Each
04-54-51660 | Cartridge, FV p/n 2175124 | 120 | Each
04-54-51661 | Pressure switch, S | 4 | Each
04-54-51662 | Glow plug, FVI | 16 | Each
04-54-51663 | Thermostat, DA | 4 | Each
04-54-51664 | Engine, complete | 3 | Each
04-54-51665 | Piston ring, standard, FVA | 5 | Each
04-54-51666 | Piston, standard, FV | 20 | Each
04-54-51667 | Bearing, standard, FV p/n 1640040 | 20 | Each
04-54-51668 | Bearing, standard, FV p/n 1611141 | 17 | Each
04-54-51669 | Thrust bearing, SV | 5 | Each
04-54-51670 | Gasket/O-ring set, FVI | 5 | Each
04-54-51671 | Gasket, FA p/n 4730745 | 6 | Each
04-54-51672 | Gasket, FA p/n 4730725 | 6 | Each
04-54-51673 | Gasket, FA p/n 4730747 | 6 | Each
04-54-51674 | Bushing, S p/n 1580147 | 10 | Each
04-54-51675 | Bushing, S p/n 1580148 | 10 | Each
04-54-51676 | Seal ring, FVI p/n 1213348 | 5 | Each
04-54-51677 | Seal ring, FVI p/n 1213349 | 5 | Each
04-54-51678 | V-belt, S | 7 | Each
04-54-51679 | Hose, D p/n 5365092 | 5 | Each
04-54-51680 | Hose, D p/n 5365092 | 5 | Each
04-54-51681 | Cover, DI | 3 | Each
04-54-51682 | Rotor, D | 3 | Each
04-54-51683 | Water pump, DI | 8 | Each
04-54-51684 | Feed pump, 1FVI | 6 | Each
04-54-51685 | Nozzle, DA | 36 | Each
04-54-51686 | Holder, DVI | 5 | Each
04-54-51687 | Assembly, S | 3 | Each
04-54-51688 | Injector pump, 1FVI | 6 | Each
04-54-51689 | Spark arr., D | 40 | Each
04-54-51690 | Alternator, ISVI | 3 | Each
04-54-51691 | Starter motor, D | 3 | Each
04-54-51692 | Governor, D | 3 | Each
04-54-51693 | Cartridge, FVA p/n 2175036 | 110 | Each
04-54-51694 | Cartridge, FVA p/n 2175046 | 110 | Each
04-54-51695 | Element, SVA | 55 | Each
04-54-51696 | Gasket set, FV | 8 | Each
04-54-51697 | Feed pump, FV | 12 | Each
04-54-51698 | Nozzle, FVA | 27 | Each
04-54-51699 | Nozzle holder, FA | 11 | Each
04-54-51700 | Injector pump, F | 6 | Each
04-54-51701 | V belt, FV | 19 | Each
04-54-51702 | Gasket, FV | 20 | Each
04-54-51703 | Piston ring, standard, FVA | 19 | Each
04-54-51704 | Bearing, standard, FV | 19 | Each
04-54-51705 | Cylinder head, FVA | 19 | Each
04-54-51706 | Bearing, standard, FV p/n 1611078 | 19 | Each
04-54-51707 | Bearing, standard, FV p/n 1611061 | 19 | Each
04-54-51708 | Bearing, standard, FV p/n 1611079 | 19 | Each
04-54-51709 | Exhaust valve, FV | 19 | Each
04-54-51710 | Inlet valve | 19 | Each
04-54-51711 | Cylinder head, 2S | 11 | Each
04-54-51712 | Alternator, 1FVI | 11 | Each
04-54-51713 | Engine, complete | 4 | Each
04-54-51714 | Voltage regulator, 1FVI | 11 | Each
04-54-51715 | Voltmeter 0-500V | 7 | Each
04-54-51716 | Voltmeter selector switch | 7 | Each
04-54-51717 | Current transformer X/5A | 22 | Each
04-54-51718 | Ammeter X/5A | 22 | Each
04-54-51719 | Frequency meter 45-55Hx 220V | 7 | Each
04-54-51720 | Emergency stop button | 10 | Each
04-54-51721 | Water temperature gauge | 10 | Each
04-54-51722 | Oil pressure gauge | 10 | Each
04-54-51723 | 5P5 hour meter | 7 | Each
04-54-51724 | Fuel solenoid for 35 kVa (John Deere engine 4039D) | 2 | Each
04-54-51725 | Fuel solenoid for 50 kVa (John Deere engine 4039T) | 4 | Each
04-54-51726 | Fuel solenoid for 80 kVa (John Deere engine 4045T) | 2 | Each
04-54-51727 | Fuel solenoid for 100 kVa (Cummins engine 6BT5.9G2) | 5 | Each
04-54-51728 | Fuel solenoid for 250 kVa (Cummins engine LTA10G3) | 4 | Each
04-54-51729 | Fuel solenoid for 300 kVa (Cummins engine NT855G6) | 1 | Each
04-54-51730 | Low oil pressure switch | 10 | Each
04-54-51731 | Low water temperature switch | 10 | Each
04-54-51732 | Water temperature sending switch | 10 | Each
04-54-51733 | Oil pressure sending switch | 10 | Each
04-54-51734 | Heavy duty safety boots for line work | 15 | Pair
04-54-51735 | Omega Safety Helmets (Polyethylene made, white, adjustable) | 15 | Each
04-54-51736 | Oil Filter (lf3349) p/n 3932217 | 480 | Each
04-54-51737 | Separator, Fuel Water (fs1251) p/n 3931062 | 240 | Each
04-54-51738 | Element, Air Cleaner p/n AF252 | 120 | Each
04-54-51739 | Upper Engine Gasket p/n 380489700 | 10 | Each
04-54-51740 | Valve, Exhaust p/n 380235600 | 48 | Each
04-54-51741 | Valve, Intake p/n 380235500 | 48 | Each
04-54-51742 | Retainer, Valve Spring p/n 393503800 | 12 | Each
04-54-51743 | Spring, Valve p/n 392670000 | 12 | Each
04-54-51744 | Seal, Valve Stem p/n 392164000 | 72 | Each
04-54-51745 | Collet, Valve p/n 390025000 | 12 | Each
04-54-51746 | Lever, Rocker p/n 391081000 | 6 | Each
04-54-51747 | Lever, Rocker p/n 391081100 | 6 | Each
04-54-51748 | Gasket, Valve Cover p/n 393090600 | 24 | Each
04-54-51749 | Pump, Fuel p/n 392814300 | 4 | Each
04-54-51750 | Tube, Fuel Supply p/n 390758200 | 1 | Each
04-54-51751 | Seal, Injector p/n 390665900 | 120 | Each
04-54-51752 | Injector, Bosch p/n 380232500 | 6 | Each
04-54-51753 | Nozzle, Injector p/n 391929900 | 120 | Each
04-54-51754 | Seal, Rectangular Ring p/n 390935600 | 10 | Each
04-54-51755 | Pump, Injection Stanadyne p/n 391911200 | 2 | Each
04-54-51756 | Solenoid, Fuel Pump p/n 390357500 | 2 | Each
04-54-51757 | Tube, Fuel Supply p/n 391850700 | 1 | Each
04-54-51758 | Tube, Fuel Supply p/n 391850800 | 1 | Each
04-54-51759 | Tube, Fuel Supply p/n 391850900 | 1 | Each
04-54-51760 | Tube, Fuel Supply p/n 391851000 | 1 | Each
04-54-51761 | Tube, Fuel Supply p/n 391851200 | 1 | Each
04-54-51762 | Tube, Fuel Supply p/n 392242000 | 1 | Each
04-54-51763 | Manifold, Fuel p/n 390969600 | 1 | Each
04-54-51764 | Turbocharger, H1 p/n 380228900 | 6 | Each
04-54-51765 | Turbo Repair p/n 380214700 | 10 | Each
04-54-51766 | Pump, Water p/n 328627500 | 2 | Each
04-54-51767 | Thermostat p/n 380296800 | 2 | Each
04-54-51768 | Pump, Lubrication p/n 393740400 | 1 | Each
04-54-51769 | Rod, Push p/n 328437700 | 12 | Each
04-54-51770 | Engine Piston p/n 380210000 | 36 | Each
04-54-51771 | Piston Ring p/n 380223000 | 36 | Each
04-54-51772 | Bearing, Connecting Rod (std) p/n 390117000 | 72 | Each
04-54-51773 | Motor, Starting p/n 391151600 | 2 | Each
04-54-51774 | Rod, Engine Connecting p/n 394258100 | 18 | Each
04-54-51775 | Grommet p/n 390535100 | 10 | Each
04-54-51776 | Lower Engine Gasket p/n 380237600 | 7 | Each
04-54-51777 | Hose, Flexible p/n 392060300 | 1 | Each
04-54-51778 | Hose, Elbow p/n 391860700 | 2 | Each
04-54-51779 | Hose, Plain p/n 391861100 | 2 | Each
04-54-51780 | Hose, Plain p/n 327924600 | 1 | Each
04-54-51781 | Hose, Plain p/n 391616600 | 1 | Each
04-54-51782 | Hose, Plain p/n 391218300 | 1 | Each
04-54-51783 | Seal p/n 380489900 | 6 | Each
04-54-51784 | Gasket, Gear Cover p/n 391438500 | 4 | Each
04-54-51785 | Tappet, Valve p/n 393162300 | 48 | Each
04-54-51786 | Bushing, Camshaft p/n 390130600 | 14 | Each
04-54-51787 | Sleeve, Salvage p/n 390416600 | 18 | Each
04-54-51788 | Main Bearing (std) p/n 380207000 | 8 | Each
04-54-51789 | Main Bearing (010) p/n 380207100 | 4 | Each
04-54-51790 | Main Bearing (020) p/n 380207200 | 4 | Each
04-54-51791 | Engine Piston p/n 380210200 | 12 | Each
04-54-51792 | Engine Piston p/n 380210400 | 12 | Each
04-54-51793 | Sleeve Wear p/n 380282000 | 2 | Each
04-54-51794 | Sleeve Wear p/n 392612600 | 2 | Each
04-54-51795 | Alternator p/n 392067900 | 2 | Each
04-54-51796 | Belt, V Ribbed p/n 391156000 | 10 | Each
04-54-51797 | Washer, Sealing p/n 391819100 | 10 | Each
04-54-51798 | Seal Oil p/n 393448600 | 6 | Each
04-54-51799 | Seal, O Ring p/n 391247300 | 6 | Each
04-54-51800 | List, Stanadyne Parts p/n 392195000 | 3 | Each
04-54-51801 | List, Stanadyne Parts p/n 392193000 | 4 | Each
04-54-51802 | Cartridge p/n 393221700 | 400 | Each
04-54-51803 | Cooler, Oil p/n 392155800 | 1 | Each
04-54-51804 | Gasket, p/n 394291400 | 2 | Each
04-54-51805 | Gasket, p/n 392979200 | 2 | Each
04-54-51806 | Cap, Filler p/n 10132200 | 1 | Each
04-54-51807 | Gasket, p/n 393707200 | 10 | Each
04-54-51808 | Bushing p/n 390108500 | 18 | Each
04-54-51809 | Bearing, Con Rod (010) p/n 390117100 | 48 | Each
04-54-51810 | Camshaft p/n 392904200 | 1 | Each
04-54-51811 | Seal, Banjo Connector p/n 390338000 | 12 | Each
04-54-51812 | Gasket, p/n328357000 | 4 | Each
04-54-51813 | Insert, Valve p/n 390410500 | 18 | Each
04-54-51814 | Insert, Valve p/n 390685400 | 18 | Each
04-54-51815 | Gasket, Turbocharger p/n 370986100 | 5 | Each
04-54-51816 | Switch, Magnetic p/n 15911000 | 3 | Each
04-54-51817 | Clamp, V Band p/n 390365200 | 3 | Each
04-54-51818 | Alternator p/n 390774900 | 2 | Each
04-54-51819 | Main Bearing (030) p/n 380207300 | 2 | Each
04-54-51820 | Seal, Rectangular Ring p/n 390669800 | 4 | Each
04-54-51821 | Main Bearing (040) p/n 380207400 | 2 | Each
04-54-51822 | Bearing, Con Rod (020) p/n 390117200 | 36 | Each
04-54-51823 | Bearing, Con Rod (030) p/n 390117300 | 36 | Each
04-54-51824 | Guide, Valve Stem p/n 390440800 | 36 | Each
04-54-51825 | Bearing, Con Rod (040) p/n 390117400 | 36 | Each
04-54-51826 | Guide, Valve Stem P/N 390440900 | 12 | Each
04-54-51827 | Guide, Valve Stem P/N 390620600 | 12 | Each
04-54-51828 | Crankshaft, Engine p/n 390803200 | 1 | Each
04-54-51829 | Bushing, Camshaft p/n 390130600 | 5 | Each
04-54-51830 | Cummins Diesel engine p/n 6 BTA 5.9 | 1 | Each
04-54-51831 | Oil Filter (lf3000) p/n 3825970 | 1044 | Each
04-54-51832 | Filter, Fuel (fs125) p/n 3903202 | 528 | Each
04-54-51833 | Element, Air p/n AF1811 | 260 | Each
04-54-51834 | Corrosion Resistant Filter (wf2073) p/n 3315115 | 528 | Each
04-54-51835 | Valve, Intake p/n 380246300 | 24 | Each
04-54-51836 | Valve, Exhaust p/n 380208500 | 24 | Each
04-54-51837 | Retainer, Valve Spring p/n 391297600 | 24 | Each
04-54-51838 | Spring, Valve p/n 390641200 | 24 | Each
04-54-51839 | Seal, Valve Stem p/n 391903800 | 60 | Each
04-54-51840 | Collet, Valve p/n 390117700 | 24 | Each
04-54-51841 | Gasket, Cylinder Head p/n 393558500 | 10 | Each
04-54-51842 | Gasket, Valve Cover p/n 390544900 | 10 | Each
04-54-51843 | Pump, Fuel Transfer p/n 393631800 | 4 | Each
04-54-51844 | Pump, Lift Pump p/n 392814300 | 4 | Each
04-54-51845 | Injector, Bosch p/n 380209800 | 12 | Each
04-54-51846 | Nozzle, Injector p/n 390851200 | 60 | Each
04-54-51847 | Seal, Injector p/n 390988600 | 100 | Each
04-54-51848 | Pump, Injection Bosch p/n 392108200 | 1 | Each
04-54-51849 | Turbocharger, H1 p/n 380230300 | 4 | Each
04-54-51850 | Turbo Repair p/n 380214900 | 20 | Each
04-54-51851 | Pump, Water p/n 380618000 | 3 | Each
04-54-51852 | Thermostat p/n 392863900 | 4 | Each
04-54-51853 | Lube Pump p/n 380082800 | 3 | Each
04-54-51854 | Rod, Push p/n 390519400 | 12 | Each
04-54-51855 | Tappet, Valve p/n 393162300 | 24 | Each
04-54-51856 | Liner p/n 380240700 | 60 | Each
04-54-51857 | Engine Piston p/n 380239800 | 60 | Each
04-54-51858 | Piston Ring p/n 380242900 | 18 | Each
04-54-51859 | Bearing, Connecting Rod (std) p/n 390143000 | 120 | Each
04-54-51860 | Rod, Engine Connecting p/n 390138300 | 6 | Each
04-54-51861 | Bushing, Engine Connecting Rod p/n 391399000 | 12 | Each
04-54-51862 | Tube, Water Inlet p/n 390643600 | 2 | Each
04-54-51863 | Tube, Water Outlet p/n 390840200 | 2 | Each
04-54-51864 | Motor, Starting p/n 392140200 | 2 | Each
04-54-51865 | Tube, Fuel Supply p/n 391074900 | 1 | Each
04-54-51866 | Tube, Fuel Supply p/n 391075000 | 1 | Each
04-54-51867 | Tube, Fuel Supply p/n 391075100 | 1 | Each
04-54-51868 | Tube, Fuel Supply p/n 391075200 | 1 | Each
04-54-51869 | Tube, Fuel Supply p/n 391075300 | 1 | Each
04-54-51870 | Tube, Fuel Supply p/n 391075400 | 1 | Each
04-54-51871 | Manifold, Fuel p/n 392059500 | 1 | Each
04-54-51872 | Transducer p/n 301523700 | 4 | Each
04-54-51873 | Pickup, Magnetic p/n 21327200 | 2 | Each
04-54-51874 | Seal p/n 335397700 | 10 | Each
04-54-51875 | Seal p/n 335397700 | 10 | Each
04-54-51876 | Gasket, Gear Cover p/n 391778000 | 4 | Each
04-54-51877 | Bushing p/n 394532900 | 28 | Each
04-54-51878 | Seal, Rectangular Ring p/n 390717700 | 12 | Each
04-54-51879 | Seal p/n 392040800 | 6 | Each
04-54-51880 | Main Bearing (std) p/n 394591700 | 18 | Each
04-54-51881 | Alternator p/n 392067900 | 2 | Each
04-54-51882 | Belt, V Ribbed p/n 391157300 | 15 | Each
04-54-51883 | Bearing, Ball p/n 391073900 | 2 | Each
04-54-51884 | Seal p/n 393448600 | 10 | Each
04-54-51885 | Crankshaft, Engine p/n 391898600 | 1 | Each
04-54-51886 | Seal, O Ring p/n 391247300 | 6 | Each
04-54-51887 | Gasket, Rear Cover p/n 391430100 | 6 | Each
04-54-51888 | Core, Cooler p/n 391817500 | 1 | Each
04-54-51889 | Gasket, Oil Cooler p/n 391817400 | 3 | Each
04-54-51890 | Gasket, Lubricating Oil p/n 392901100 | 3 | Each
04-54-51891 | Pump Lubricating Oil p/n 380082800 | 1 | Each
04-54-51892 | Gasket p/n 393816000 | 8 | Each
04-54-51893 | Camshaft p/n 392347800 | 2 | Each
04-54-51894 | Guide, Valve Stem p/n 392356400 | 60 | Each
04-54-51895 | Insert, Valve p/n 392900500 | 48 | Each
04-54-51896 | Insert, Valve p/n 392458200 | 48 | Each
04-54-51897 | Seal, Valve Stem p/n 391570700 | 60 | Each
04-54-51898 | Switch, Magnetic p/n 15911000 | 6 | Each
04-54-51899 | Bracket, Solenoid p/n 393029000 | 6 | Each
04-54-51900 | Gasket, Valve Cover p/n 390544900 | 6 | Each
04-54-51901 | Upper Engine Gasket p/n 380075000 | 6 | Each
04-54-51902 | Lower Engine Gasket p/n 380055800 | 10 | Each
04-54-51903 | Clamp, V Band p/n 390521600 | 4 | Each
04-54-51904 | Lever, Rocker p/n 390171700 | 12 | Each
04-54-51905 | Solenoid, Fuel Pump p/n 392816000 | 16 | Each
04-54-51906 | Switch, Pressure p/n 305634400 | 8 | Each
04-54-51907 | Switch, Temperature p/n 306286600 | 8 | Each
04-54-51908 | Transducer p/n 301523700 | 8 | Each
04-54-51909 | Transducer p/n 301523800 | 8 | Each
04-54-51910 | Solenoid, Fuel Pump p/n 392816100 | 10 | Each
04-54-51911 | Harness, Wiring p/n 305635600 | 3 | Each
04-54-51912 | Support, Camshaft Thrust p/n 392715500 | 2 | Each
04-54-51913 | Transducer p/n 301523800 | 4 | Each
04-54-51914 | Bearing, Con Rod (010) p/n 390143100 | 36 | Each
04-54-51915 | Bearing, Con Rod (020) p/n 390143200 | 36 | Each
04-54-51916 | Bearing, Connecting Rod (030) p/n 390143300 | 36 | Each
04-54-51917 | Bearing, Connecting Rod (040) p/n 390143400 | 36 | Each
04-54-51918 | Cylinder p/n 380281100 | 12 | Each
04-54-51919 | Seal, Valve Stem p/n 392764200 | 60 | Each
04-54-51920 | Main Bearing (010) p/n 394591800 | 5 | Each
04-54-51921 | Main Bearing (020) p/n 394591900 | 5 | Each
04-54-51922 | Main Bearing (030) p/n 380221300 | 5 | Each
04-54-51923 | Main Bearing (040) p/n 380221400 | 5 | Each
04-54-51924 | Hose, Flexible p/n 391856200 | 3 | Each
04-54-51925 | Seal, O Ring p/n 392862400 | 8 | Each
04-54-51926 | Actuator, Turbocharger p/n 353189200 | 2 | Each
04-54-51927 | Head, Cylinder p/n 393192500 | 1 | Each
04-54-51928 | Bushing p/n 394532900 | 70 | Each
04-54-51929 | Cummins Diesel engine p/n 6 CTA 8.3 G | 1 | Each
04-54-51930 | Remover p/n 316287300 | 1 | Each
04-54-51931 | Plate, Cylinder Liner p/n 382278600 | 1 | Each
04-54-51932 | Tappet Removal p/n 382251300 | 1 | Each
04-54-51933 | Expander, Piston Ring p/n 382313700 | 2 | Each
04-54-51934 | Driver, Cylinder Liner p/n 382323000 | 1 | Each
04-54-51935 | Compressor, Piston Ring p/n 382329000 | 2 | Each
04-54-51936 | Assembly, Depth Gage p/n 382349500 | 2 | Each
04-54-51937 | Cam Bushing Installation p/n 382350900 | 1 | Each
04-54-51938 | Camshaft installation tool p/n 316305400 | 2 | Each
04-54-51939 | Tool, Main Bearing Rollout p/n 382381800 | 2 | Each
04-54-51940 | Tool, Engine Barring p/n 382459100 | 3 | Each
04-54-51941 | Puller, Gear p/n ST0064700 | 2 | Each
04-54-51942 | Pump, Gear p/n 337596200 | 2 | Each
04-54-51943 | Brush, Injector Bore p/n 382250900 | 4 | Each
04-54-51944 | Tamper resistant Tool p/n 340003400 | 4 | Each
04-54-51945 | Wrench, Crowfoot p/n 382342500 | 6 | Each
04-54-51946 | Remover p/n 316338100 | 1 | Each
04-54-51947 | Tester, Injection Nozzle p/n 337694600 | 1 | Each
04-54-51948 | Injector Nozzle Cleaning p/n 337694700 | 4 | Each
04-54-51949 | Dial bore gauge p/n 382250400 | 1 | Each
04-54-51950 | Tool, Engine Barring p/n 382459100 | 3 | Each
04-54-51951 | Blind Thread Insert lit p/n 382270900 | 2 | Each
04-54-51952 | Puller p/n ST0127601 | 2 | Each
04-54-51953 | Extractor, Valve Seat p/n 337739600 | 2 | Each
04-54-51954 | Assembly, Extractor Knock p/n 337661700 | 1 | Each
04-54-51955 | Reamer, Valve Guide p/n 382249000 | 3 | Each
04-54-51956 | Base, Magnetic p/n 339810000 | 1 | Each
04-54-51957 | Assembly, Dial Indicator & Sleeve p/n 337605000 | 1 | Each
04-54-51958 | Wrench p/n 339803100 | 2 | Each
04-54-51959 | Driver, Screw p/n ST0075302 | 2 | Each
04-54-51960 | Puller, Injector Universal p/n 382302400 | 2 | Each
04-54-51961 | Torque Wrench, Injector p/n 337659200 | 2 | Each
04-54-51962 | Torque Wrench Adapter p/n 316319600 | 2 | Each
04-54-51963 | Oil Filter (lf3349) p/n 3932217 | 1224 | Each
04-54-51964 | Sep, Fuel Water (fs1251) p/n 3931062 | 612 | Each
04-54-51965 | Element, Air Cleaner p/n AF252 | 305 | Each
04-54-51966 | Upper Engine Gasket p/n 380489700 | 40 | Each
04-54-51967 | Valve, Exhaust p/n 380235600 | 60 | Each
04-54-51968 | Valve, Intake p/n 380235500 | 60 | Each
04-54-51969 | Retainer, Valve Spring p/n 393503800 | 36 | Each
04-54-51970 | Spring, Valve p/n 392670000 | 24 | Each
04-54-51971 | Seal, Valve Stem p/n 392164000 | 144 | Each
04-54-51972 | Collet, Valve p/n 390025000 | 24 | Each
04-54-51973 | Lever, Rocker p/n 391081000 | 6 | Each
04-54-51974 | Lever, Rocker p/n 391081100 | 6 | Each
04-54-51975 | Gasket, Valve Cover p/n 393090600 | 48 | Each
04-54-51976 | Pump, Fuel p/n 392814300 | 6 | Each
04-54-51977 | Tube, Fuel Supply p/n 390758200 | 2 | Each
04-54-51978 | Seal, Injector p/n 390665900 | 200 | Each
04-54-51979 | Injector, Bosch p/n 380232500 | 12 | Each
04-54-51980 | Nozzle, Injector p/n 391929900 | 240 | Each
04-54-51981 | Seal, Rectangular Ring p/n 390935600 | 20 | Each
04-54-51982 | Pump, Injection Stanadyne p/n 391911200 | 4 | Each
04-54-51983 | Solenoid, Fuel Pump p/n 390357500 | 4 | Each
04-54-51984 | Tube, Fuel Supply p/n 391850700 | 1 | Each
04-54-51985 | Tube, Fuel Supply p/n 391850800 | 1 | Each
04-54-51986 | Tube, Fuel Supply p/n 391850900 | 1 | Each
04-54-51987 | Tube, Fuel Supply p/n 391851000 | 1 | Each
04-54-51988 | Tube, Fuel Supply p/n 391851200 | 1 | Each
04-54-51989 | Tube, Fuel Supply p/n 392242000 | 1 | Each
04-54-51990 | Manifold, Fuel p/n 390969600 | 1 | Each
04-54-51991 | Turbocharger, H1 p/n 380228900 | 10 | Each
04-54-51992 | Turbo Repair p/n 380214700 | 25 | Each
04-54-51993 | Pump, Water p/n 328627500 | 4 | Each
04-54-51994 | Thermostat p/n 380296800 | 4 | Each
04-54-51995 | Pump, Lubrication p/n 393740400 | 2 | Each
04-54-51996 | Rod, Push p/n 328437700 | 24 | Each
04-54-51997 | Engine Piston p/n 380210000 | 60 | Each
04-54-51998 | Piston Ring p/n 380223000 | 60 | Each
04-54-51999 | Bearing, Connecting Rod (std) p/n 390117000 | 120 | Each
04-54-52000 | Motor, Starting p/n 391151600 | 2 | Each
04-54-52001 | Rod, Engine Connecting p/n 394258100 | 24 | Each
04-54-52002 | Seal, Grommet p/n 390535100 | 10 | Each
04-54-52003 | Lower Engine Gasket p/n 380237600 | 20 | Each
04-54-52004 | Hose, Flexible p/n 392060300 | 1 | Each
04-54-52005 | Hose, Elbow p/n 391860700 | 2 | Each
04-54-52006 | Hose, Plain p/n 391861100 | 2 | Each
04-54-52007 | Hose, Plain p/n 327924600 | 2 | Each
04-54-52008 | Hose, Plain p/n 391616600 | 2 | Each
04-54-52009 | Hose, Plain p/n 391218300 | 2 | Each
04-54-52010 | Seal p/n 380489900 | 8 | Each
04-54-52011 | Gasket, Gear Cover p/n 391438500 | 6 | Each
04-54-52012 | Tappet, Valve p/n 393162300 | 72 | Each
04-54-52013 | Bushing, Camshaft p/n 390130600 | 21 | Each
04-54-52014 | Sleeve, Salvage p/n 390416600 | 36 | Each
04-54-52015 | Main Bearing (std) p/n 380207000 | 16 | Each
04-54-52016 | Main Bearing (010) p/n 380207100 | 8 | Each
04-54-52017 | Main Bearing (020) p/n 380207200 | 8 | Each
04-54-52018 | Engine Piston p/n 380210200 | 24 | Each
04-54-52019 | Engine Piston p/n 380210400 | 24 | Each
04-54-52020 | Sleeve Wear p/n 380282000 | 4 | Each
04-54-52021 | Sleeve Wear p/n 392612600 | 4 | Each
04-54-52022 | Alternator p/n 392067900 | 4 | Each
04-54-52023 | Belt, V Ribbed p/n 391156000 | 18 | Each
04-54-52024 | Washer, Sealing p/n 391819100 | 20 | Each
04-54-52025 | Seal Oil p/n 393448600 | 10 | Each
04-54-52026 | Seal, O Ring p/n 391247300 | 10 | Each
04-54-52027 | List, Stanadyne Parts p/n 392195000 | 6 | Each
04-54-52028 | List, Stanadyne Parts p/n 392193000 | 10 | Each
04-54-52029 | Cartridge p/n 393221700 | 800 | Each
04-54-52030 | Cooler, Oil p/n 392155800 | 1 | Each
04-54-52031 | Gasket, p/n 394291400 | 3 | Each
04-54-52032 | Gasket, p/n 392979200 | 3 | Each
04-54-52033 | Cap, Filler p/n 10132200 | 2 | Each
04-54-52034 | Gasket, p/n 393707200 | 20 | Each
04-54-52035 | Bushing p/n 390108500 | 36 | Each
04-54-52036 | Bearing, Con Rod (010) p/n 390117100 | 72 | Each
04-54-52037 | Camshaft p/n 392904200 | 2 | Each
04-54-52038 | Seal, Banjo Connector p/n 390338000 | 20 | Each
04-54-52039 | Gasket, p/n 328357000 | 8 | Each
04-54-52040 | Insert, Valve p/n 390410500 | 36 | Each
04-54-52041 | Insert, Valve p/n 390685400 | 36 | Each
04-54-52042 | Gasket, Turbocharger p/n 370986100 | 10 | Each
04-54-52043 | Switch, Magnetic p/n 15911000 | 6 | Each
04-54-52044 | Clamp, V Band p/n 390365200 | 6 | Each
04-54-52045 | Alternator p/n 390774900 | 4 | Each
04-54-52046 | Main Bearing (030) p/n 380207300 | 4 | Each
04-54-52047 | Seal, Rectangular Ring p/n 390669800 | 8 | Each
04-54-52048 | Main Bearing (040) p/n 380207400 | 4 | Each
04-54-52049 | Bearing, Connecting Rod (020) p/n 390117200 | 60 | Each
04-54-52050 | Bearing, Connecting Rod (030) p/n 390117300 | 60 | Each
04-54-52051 | Guide, Valve Stem p/n 390440800 | 60 | Each
04-54-52052 | Bearing, Con Rod (040) p/n 390117400 | 60 | Each
04-54-52053 | Guide, Valve Stem p/n 390440900 | 24 | Each
04-54-52054 | Guide, Valve Stem p/n 390620600 | 24 | Each
04-54-52055 | Crankshaft, Engine p/n 390803200 | 2 | Each
04-54-52056 | Bushing, Camshaft p/n 390130600 | 8 | Each
04-54-52057 | Cummins Diesel engine p/n 6 BTA 5.9 | 1 | Each
04-54-52058 | Oil Filter (lf3000) p/n 3825970 | 1284 | Each
04-54-52059 | Filter, Fuel (fs125) p/n 3903202 | 648 | Each
04-54-52060 | Element, Air p/n AF1811 | 320 | Each
04-54-52061 | Corrosion Resistant Filter(wf2073) p/n 3315115 | 648 | Each
04-54-52062 | Valve, Intake p/n 380246300 | 36 | Each
04-54-52063 | Valve, Exhaust p/n 380208500 | 36 | Each
04-54-52064 | Retainer, Valve Spring p/n 391297600 | 24 | Each
04-54-52065 | Spring, Valve p/n 390641200 | 24 | Each
04-54-52066 | Seal, Valve Stem p/n 391903800 | 60 | Each
04-54-52067 | Collet, Valve p/n 390117700 | 24 | Each
04-54-52068 | Gasket, Cylinder Head p/n 393558500 | 18 | Each
04-54-52069 | Gasket, Valve Cover p/n 390544900 | 10 | Each
04-54-52070 | Pump, Fuel Transfer p/n 393631800 | 4 | Each
04-54-52071 | Pump, Lift p/n 392814300 | 4 | Each
04-54-52072 | Injector, Bosch p/n 380209800 | 12 | Each
04-54-52073 | Nozzle, Injector p/n 390851200 | 80 | Each
04-54-52074 | Seal, Injector p/n 390988600 | 100 | Each
04-54-52075 | Pump, Injection Bosch p/n 392108200 | 1 | Each
04-54-52076 | Turbocharger, H1 p/n 380230300 | 5 | Each
04-54-52077 | Turbo Repair p/n 380214900 | 20 | Each
04-54-52078 | Pump, Water p/n 380618000 | 3 | Each
04-54-52079 | Thermostat p/n 392863900 | 4 | Each
04-54-52080 | Lube Pump p/n 380082800 | 3 | Each
04-54-52081 | Rod, Push p/n 390519400 | 12 | Each
04-54-52082 | Tappet, Valve p/n 393162300 | 24 | Each
04-54-52083 | Liner p/n 380240700 | 60 | Each
04-54-52084 | Engine Piston p/n 380239800 | 60 | Each
04-54-52085 | Piston Ring p/n 380242900 | 18 | Each
04-54-52086 | Bearing, Connecting Rod (std) p/n 390143000 | 120 | Each
04-54-52087 | Rod, Engine Connecting p/n 390138300 | 6 | Each
04-54-52088 | Bushing, Engine Connecting Rod p/n 391399000 | 12 | Each
04-54-52089 | Tube, Water Inlet p/n 390643600 | 2 | Each
04-54-52090 | Tube, Water Outlet p/n 390840200 | 2 | Each
04-54-52091 | Motor, Starting p/n 392140200 | 2 | Each
04-54-52092 | Tube, Fuel Supply p/n 391074900 | 1 | Each
04-54-52093 | Tube, Fuel Supply p/n 391075000 | 1 | Each
04-54-52094 | Tube, Fuel Supply p/n 391075100 | 1 | Each
04-54-52095 | Tube, Fuel Supply p/n 391075200 | 1 | Each
04-54-52096 | Tube, Fuel Supply p/n 391075300 | 1 | Each
04-54-52097 | Tube, Fuel Supply p/n 391075400 | 1 | Each
04-54-52098 | Manifold, Fuel p/n 392059500 | 1 | Each
04-54-52099 | Transducer p/n 301523700 | 4 | Each
04-54-52100 | Pickup, Magnetic p/n 21327200 | 2 | Each
04-54-52101 | Seal p/n 335397700 | 10 | Each
04-54-52102 | Service Seal p/n 335397700 | 10 | Each
04-54-52103 | Gasket, Gear Cover p/n 391778000 | 4 | Each
04-54-52104 | Bushing p/n 394532900 | 28 | Each
04-54-52105 | Seal, Rectangular Ring p/n 390717700 | 12 | Each
04-54-52106 | Seal p/n 392040800 | 6 | Each
04-54-52107 | Main Bearing (std) p/n 394591700 | 18 | Each
04-54-52108 | Alternator p/n 392067900 | 2 | Each
04-54-52109 | Belt, V Ribbed p/n 391157300 | 15 | Each
04-54-52110 | Bearing, Ball p/n 391073900 | 2 | Each
04-54-52111 | Seal p/n 393448600 | 10 | Each
04-54-52112 | Crankshaft, Engine p/n 391898600 | 1 | Each
04-54-52113 | Seal, O Ring p/n 391247300 | 6 | Each
04-54-52114 | Gasket, Rear Cover p/n 391430100 | 6 | Each
04-54-52115 | Core, Cooler p/n 391817500 | 1 | Each
04-54-52116 | Gasket, Oil Cooler p/n 391817400 | 3 | Each
04-54-52117 | Gasket, Lubricating Oil p/n 392901100 | 3 | Each
04-54-52118 | Pump Lub. Oil p/n 380082800 | 1 | Each
04-54-52119 | Gasket, p/n 393816000 | 8 | Each
04-54-52120 | Camshaft p/n 392347800 | 2 | Each
04-54-52121 | Guide, Valve Stem p/n 392356400 | 60 | Each
04-54-52122 | Insert, Valve p/n 392900500 | 48 | Each
04-54-52123 | Insert, Valve p/n 392458200 | 48 | Each
04-54-52124 | Seal, Valve Stem p/n 391570700 | 60 | Each
04-54-52125 | Switch, Magnetic p/n 15911000 | 6 | Each
04-54-52126 | Bracket, Solenoid p/n 393029000 | 6 | Each
04-54-52127 | Gasket, Valve Cover p/n 390544900 | 6 | Each
04-54-52128 | Upper Engine Gasket p/n 380075000 | 6 | Each
04-54-52129 | Lower Engine Gasket p/n 380055800 | 10 | Each
04-54-52130 | Clamp, V Band p/n 390521600 | 4 | Each
04-54-52131 | Lever, Rocker p/n 390171700 | 12 | Each
04-54-52132 | Solenoid, Fuel Pump p/n 392816000 | 16 | Each
04-54-52133 | Switch, Pressure p/n 305634400 | 8 | Each
04-54-52134 | Switch, Temperature p/n 306286600 | 8 | Each
04-54-52135 | Transducer p/n 301523700 | 8 | Each
04-54-52136 | Transducer p/n 301523800 | 8 | Each
04-54-52137 | Solenoid, Fuel Pump p/n 392816100 | 10 | Each
04-54-52138 | Harness, Wiring p/n 305635600 | 3 | Each
04-54-52139 | Support, Camshaft Thrust p/n 392715500 | 2 | Each
04-54-52140 | Transducer p/n 301523800 | 4 | Each
04-54-52141 | Bearing, Connect. Rod (010) p/n 390143100 | 36 | Each
04-54-52142 | Bearing, Connect. Rod (020) p/n 390143200 | 36 | Each
04-54-52143 | Bearing, Connect. Rod (030) p/n 390143300 | 36 | Each
04-54-52144 | Bearing, Connect. Rod (040) p/n 390143400 | 36 | Each
04-54-52145 | Cylinder p/n 380281100 | 12 | Each
04-54-52146 | Seal, Valve Stem p/n 392764200 | 60 | Each
04-54-52147 | Main Bearing (010) p/n 394591800 | 6 | Each
04-54-52148 | Main Bearing (020) p/n 394591900 | 6 | Each
04-54-52149 | Main Bearing (030) p/n 380221300 | 6 | Each
04-54-52150 | Main Bearing (040) p/n 380221400 | 6 | Each
04-54-52151 | Hose, Flexible p/n 391856200 | 3 | Each
04-54-52152 | Seal, O Ring p/n 392862400 | 8 | Each
04-54-52153 | Actuator, Turbocharger p/n 353189200 | 2 | Each
04-54-52154 | Head, Cylinder p/n 393192500 | 1 | Each
04-54-52155 | Bushing p/n 394532900 | 70 | Each
04-54-52156 | Cummins Diesel engine p/n 6 CTA 8.3 G | 1 | Each
04-54-52157 | Remover p/n 316287300 | 1 | Each
04-54-52158 | Plate, Cylinder Liner p/n 382278600 | 1 | Each
04-54-52159 | Tappet Removal p/n 382251300 | 1 | Each
04-54-52160 | Expander, Piston Ring p/n 382313700 | 2 | Each
04-54-52161 | Driver, Cylinder Liner p/n 382323000 | 1 | Each
04-54-52162 | Compressor, Piston Ring p/n 382329000 | 2 | Each
04-54-52163 | Assembly, Depth Gage p/n 382349500 | 2 | Each
04-54-52164 | Cam Bushing Installation p/n 382350900 | 1 | Each
04-54-52165 | Camshaft p/n 316305400 | 2 | Each
04-54-52166 | Tool, Main Bearing Rollout p/n 382381800 | 2 | Each
04-54-52167 | Tool, Engine Barring p/n 382459100 | 3 | Each
04-54-52168 | Puller, Gear p/n ST0064700 | 2 | Each
04-54-52169 | Pump, Gear p/n 337596200 | 2 | Each
04-54-52170 | Brush, Injector Bore p/n 382250900 | 4 | Each
04-54-52171 | Tamper Resistant Tool p/n 340003400 | 4 | Each
04-54-52172 | Wrench, Crowfoot p/n 382342500 | 6 | Each
04-54-52173 | Remover p/n 316338100 | 1 | Each
04-54-52174 | Tester, Injection Nozzle p/n 337694600 | 1 | Each
04-54-52175 | Injector Nozzle Cleaning p/n 337694700 | 4 | Each
04-54-52176 | Dial bore gauge p/n 382250400 | 1 | Each
04-54-52177 | Tool, Engine Barring p/n 382459100 | 3 | Each
04-54-52178 | Blind Thread Insert lit p/n 382270900 | 2 | Each
04-54-52179 | Puller p/n ST0127601 | 2 | Each
04-54-52180 | Extractor, Valve Seat p/n 337739600 | 2 | Each
04-54-52181 | Assembly, Extractor Knock p/n 337661700 | 1 | Each
04-54-52182 | Reamer, Valve Guide p/n 382249000 | 3 | Each
04-54-52183 | Base, Magnetic p/n 339810000 | 1 | Each
04-54-52184 | Assembly, Dial Indicator & Sleeve p/n 337605000 | 1 | Each
04-54-52185 | Wrench, p/n 339803100 | 2 | Each
04-54-52186 | Driver, Screw p/n ST0075302 | 2 | Each
04-54-52187 | Puller, Injector Universal p/n 382302400 | 2 | Each
04-54-52188 | Torque Wrench, Injector p/n 337659200 | 2 | Each
04-54-52189 | Torque Wrench Adapter p/n 316319600 | 2 | Each
04-54-52190 | Oil Filter (lf3349) p/n 3932217 | 108 | Each
04-54-52191 | Separator, Fuel Water (fs1251) p/n 3931062 | 60 | Each
04-54-52192 | Element, Air Cleaner p/n AF252 | 30 | Each
04-54-52193 | Upper Engine Gasket p/n 380489700 | 5 | Each
04-54-52194 | Valve, Exhaust p/n 380235600 | 30 | Each
04-54-52195 | Valve, Intake p/n 380235500 | 30 | Each
04-54-52196 | Retainer, Valve Spring p/n 393503800 | 12 | Each
04-54-52197 | Spring, Valve p/n 392670000 | 12 | Each
04-54-52198 | Seal, Valve Stem p/n 392164000 | 36 | Each
04-54-52199 | Collet, Valve p/n 390025000 | 12 | Each
04-54-52200 | Lever, Rocker p/n 391081000 | 6 | Each
04-54-52201 | Lever, Rocker p/n 391081100 | 6 | Each
04-54-52202 | Gasket, Valve Cover p/n 393090600 | 12 | Each
04-54-52203 | Pump, Fuel p/n 392814300 | 4 | Each
04-54-52204 | Tube, Fuel Supply p/n 390758200 | 1 | Each
04-54-52205 | Seal, Injector p/n 390665900 | 60 | Each
04-54-52206 | Injector, Bosch p/n 380232500 | 6 | Each
04-54-52207 | Nozzle, Injector p/n 391929900 | 60 | Each
04-54-52208 | Seal, Rectangular Ring p/n 390935600 | 5 | Each
04-54-52209 | Pump, Injection Stanadyne p/n 391911200 | 2 | Each
04-54-52210 | Solenoid, Fuel Pump p/n 390357500 | 2 | Each
04-54-52211 | Tube, Fuel Supply p/n 391850700 | 1 | Each
04-54-52212 | Tube, Fuel Supply p/n 391850800 | 1 | Each
04-54-52213 | Tube, Fuel Supply p/n 391850900 | 1 | Each
04-54-52214 | Tube, Fuel Supply p/n 391851000 | 1 | Each
04-54-52215 | Tube, Fuel Supply p/n 391851200 | 1 | Each
04-54-52216 | Tube, Fuel Supply p/n 392242000 | 1 | Each
04-54-52217 | Manifold, Fuel p/n 390969600 | 1 | Each
04-54-52218 | Turbocharger, H1 p/n 380228900 | 3 | Each
04-54-52219 | Turbo Repair p/n 380214700 | 5 | Each
04-54-52220 | Pump, Water p/n 328627500 | 2 | Each
04-54-52221 | Thermostat p/n 380296800 | 2 | Each
04-54-52222 | Pump, Lubrication p/n 393740400 | 1 | Each
04-54-52223 | Rod, Push p/n 328437700 | 12 | Each
04-54-52224 | Engine Piston p/n 380210000 | 18 | Each
04-54-52225 | Piston Ring p/n 380223000 | 18 | Each
04-54-52226 | Bearing, Conect. Rod (std) p/n 390117000 | 60 | Each
04-54-52227 | Motor, Starting p/n 391151600 | 2 | Each
04-54-52228 | Rod, Engine Connecting p/n 394258100 | 6 | Each
04-54-52229 | Seal, Grommet p/n 390535100 | 10 | Each
04-54-52230 | Lower Engine Gasket p/n 380237600 | 4 | Each
04-54-52231 | Hose, Flexible p/n 392060300 | 1 | Each
04-54-52232 | Hose, Elbow p/n 391860700 | 1 | Each
04-54-52233 | Hose, Plain p/n 391861100 | 1 | Each
04-54-52234 | Hose, Plain p/n 327924600 | 1 | Each
04-54-52235 | Hose, Plain p/n 391616600 | 1 | Each
04-54-52236 | Hose, Plain p/n 391218300 | 1 | Each
04-54-52237 | Seal p/n 380489900 | 3 | Each
04-54-52238 | Gasket, Gear Cover p/n 391438500 | 2 | Each
04-54-52239 | Tappet, Valve p/n 393162300 | 24 | Each
04-54-52240 | Bushing, Camshaft p/n 390130600 | 14 | Each
04-54-52241 | Sleeve, Salvage p/n 390416600 | 18 | Each
04-54-52242 | Main Bearing (std) p/n 380207000 | 2 | Each
04-54-52243 | Main Bearing (010) p/n 380207100 | 2 | Each
04-54-52244 | Main Bearing (020) p/n 380207200 | 1 | Each
04-54-52245 | Engine Piston p/n 380210200 | 6 | Each
04-54-52246 | Engine Piston p/n 380210400 | 6 | Each
04-54-52247 | Sleeve wear p/n 380282000 | 1 | Each
04-54-52248 | Sleeve wear p/n 392612600 | 1 | Each
04-54-52249 | Alternator p/n 392067900 | 1 | Each
04-54-52250 | Belt, V Ribbed p/n 391156000 | 2 | Each
04-54-52251 | Washer, Sealing p/n 391819100 | 10 | Each
04-54-52252 | Seal oil p/n 393448600 | 2 | Each
04-54-52253 | Seal Ring p/n 391247300 | 2 | Each
04-54-52254 | List, Stanadyne Parts p/n 392195000 | 2 | Each
04-54-52255 | List, Stanadyne Parts p/n 392193000 | 2 | Each
04-54-52256 | Cartridge p/n 393221700 | 40 | Each
04-54-52257 | Cooler, Oil p/n 392155800 | 1 | Each
04-54-52258 | Gasket p/n 394291400 | 1 | Each
04-54-52259 | Gasket p/n 392979200 | 1 | Each
04-54-52260 | Cap, Filler p/n 10132200 | 1 | Each
04-54-52261 | Gasket p/n 393707200 | 2 | Each
04-54-52262 | Bushing p/n 390108500 | 6 | Each
04-54-52263 | Bearing, Con Rod (010) p/n 390117100 | 24 | Each
04-54-52264 | Camshaft p/n 392904200 | 1 | Each
04-54-52265 | Seal, Banjo Connector p/n 390338000 | 12 | Each
04-54-52266 | Gasket, p/n 328357000 | 2 | Each
04-54-52267 | Insert, Valve p/n 390410500 | 12 | Each
04-54-52268 | Insert, Valve p/n 390685400 | 12 | Each
04-54-52269 | Gasket, Turbocharger p/n 370986100 | 2 | Each
04-54-52270 | Switch, Magnetic p/n 15911000 | 2 | Each
04-54-52271 | Clamp, V Band p/n 390365200 | 2 | Each
04-54-52272 | Alternator p/n 390774900 | 1 | Each
04-54-52273 | Main Bearing (030) p/n 380207300 | 1 | Each
04-54-52274 | Seal, Rectangular Ring p/n 390669800 | 2 | Each
04-54-52275 | Main Bearing (040) p/n 380207400 | 1 | Each
04-54-52276 | Bearing, Con Rod (020) p/n 390117200 | 12 | Each
04-54-52277 | Bearing, Con Rod (030) p/n 390117300 | 12 | Each
04-54-52278 | Guide, Valve Stem p/n 390440800 | 12 | Each
04-54-52279 | Bearing, Con Rod (040) p/n 390117400 | 12 | Each
04-54-52280 | Guide, Valve Stem p/n 390440900 | 6 | Each
04-54-52281 | Guide, Valve Stem p/n 390620600 | 6 | Each
04-54-52282 | Crankshaft, Engine p/n 390803200 | 1 | Each
04-54-52283 | Bushing, Camshaft p/n 390130600 | 2 | Each
04-54-52284 | Oil Filter (lf3000) p/n 3825970 | 204 | Each
04-54-52285 | Filter, Fuel (fs125) p/n 3903202 | 108 | Each
04-54-52286 | Element, Air p/n AF1811 | 50 | Each
04-54-52287 | Corrosion Resistant Filter (wf2073) p/n 3315115 | 108 | Each
04-54-52288 | Valve, Intake p/n 380246300 | 12 | Each
04-54-52289 | Valve, Exhaust p/n 380208500 | 12 | Each
04-54-52290 | Retainer, Valve Spring p/n 391297600 | 12 | Each
04-54-52291 | Spring, Valve p/n 390641200 | 12 | Each
04-54-52292 | Seal, Valve Stem p/n 391903800 | 24 | Each
04-54-52293 | Collet, Valve p/n 390117700 | 12 | Each
04-54-52294 | Gasket, Cylinder Head p/n 393558500 | 4 | Each
04-54-52295 | Gasket, Valve Cover p/n 390544900 | 3 | Each
04-54-52296 | Pump, Fuel Transfer p/n 393631800 | 1 | Each
04-54-52297 | Lift Pump p/n 392814300 | 2 | Each
04-54-52298 | Injector, Bosch p/n 380209800 | 6 | Each
04-54-52299 | Nozzle, Injector p/n 390851200 | 30 | Each
04-54-52300 | Seal, Injector p/n 390988600 | 30 | Each
04-54-52301 | Pump, Injection Bosch p/n 392108200 | 1 | Each
04-54-52302 | Turbocharger, H1 p/n 380230300 | 2 | Each
04-54-52303 | Turbo Repair p/n 380214900 | 5 | Each
04-54-52304 | Pump, Water p/n 380618000 | 1 | Each
04-54-52305 | Thermostat p/n 392863900 | 2 | Each
04-54-52306 | Lube pump p/n 380082800 | 1 | Each
04-54-52307 | Rod, Push p/n 390519400 | 12 | Each
04-54-52308 | Tappet, Valve p/n 393162300 | 12 | Each
04-54-52309 | Liner p/n 380240700 | 18 | Each
04-54-52310 | Engine Piston p/n 380239800 | 18 | Each
04-54-52311 | Piston Ring p/n 380242900 | 6 | Each
04-54-52312 | Bearing, Connecting Rod (std) p/n 390143000 | 60 | Each
04-54-52313 | Rod, Engine Connecting p/n 390138300 | 6 | Each
04-54-52314 | Bushing, Engine Connect. Rod p/n 391399000 | 6 | Each
04-54-52315 | Tube, Water Inlet p/n 390643600 | 1 | Each
04-54-52316 | Tube, Water Outlet p/n 390840200 | 1 | Each
04-54-52317 | Motor, Starting p/n 392140200 | 1 | Each
04-54-52318 | Tube, Fuel Supply p/n 391074900 | 1 | Each
04-54-52319 | Tube, Fuel Supply p/n 391075000 | 1 | Each
04-54-52320 | Tube, Fuel Supply p/n 391075100 | 1 | Each
04-54-52321 | Tube, Fuel Supply p/n 391075200 | 1 | Each
04-54-52322 | Tube, Fuel Supply p/n 391075300 | 1 | Each
04-54-52323 | Tube, Fuel Supply p/n 391075400 | 1 | Each
04-54-52324 | Manifold, Fuel p/n 392059500 | 1 | Each
04-54-52325 | Transducer p/n 301523700 | 2 | Each
04-54-52326 | Pickup, Magnetic p/n 21327200 | 1 | Each
04-54-52327 | Seal p/n 335397700 | 2 | Each
04-54-52328 | Service Seal p/n 335397700 | 2 | Each
04-54-52329 | Gasket, Gear Cover p/n 391778000 | 1 | Each
04-54-52330 | Bushing p/n 394532900 | 14 | Each
04-54-52331 | Seal, Rectangular Ring p/n 390717700 | 6 | Each
04-54-52332 | Seal p/n 392040800 | 2 | Each
04-54-52333 | Main Bearing (std) p/n 394591700 | 4 | Each
04-54-52334 | Alternator p/n 392067900 | 1 | Each
04-54-52335 | Belt, V Ribbed p/n 391157300 | 5 | Each
04-54-52336 | Bearing, Ball p/n 391073900 | 1 | Each
04-54-52337 | Seal p/n 393448600 | 3 | Each
04-54-52338 | Crankshaft, Engine p/n 391898600 | 1 | Each
04-54-52339 | Seal, Ring p/n 391247300 | 2 | Each
04-54-52340 | Gasket, Rear Cover p/n 391430100 | 2 | Each
04-54-52341 | Core, Cooler p/n 391817500 | 1 | Each
04-54-52342 | Gasket, Oil Cooler p/n 391817400 | 2 | Each
04-54-52343 | Gasket, Lubricating Oil p/n 392901100 | 2 | Each
04-54-52344 | Pump Lubricating oil p/n 380082800 | 1 | Each
04-54-52345 | Gasket, p/n 393816000 | 2 | Each
04-54-52346 | Camshaft p/n 392347800 | 1 | Each
04-54-52347 | Guide, Valve Stem p/n 392356400 | 18 | Each
04-54-52348 | Insert, Valve p/n 392900500 | 18 | Each
04-54-52349 | Insert, Valve p/n 392458200 | 18 | Each
04-54-52350 | Seal, Valve Stem p/n 391570700 | 18 | Each
04-54-52351 | Switch, Magnetic p/n 15911000 | 2 | Each
04-54-52352 | Bracket, Solenoid p/n 393029000 | 2 | Each
04-54-52353 | Gasket, Valve Cover p/n 390544900 | 2 | Each
04-54-52354 | Upper Engine Gasket p/n 380075000 | 2 | Each
04-54-52355 | Lower Engine Gasket p/n 380055800 | 4 | Each
04-54-52356 | Clamp, V Band p/n 390521600 | 2 | Each
04-54-52357 | Lever, Rocker p/n 390171700 | 12 | Each
04-54-52358 | Solenoid, Fuel Pump p/n 392816000 | 4 | Each
04-54-52359 | Switch, Pressure p/n 305634400 | 3 | Each
04-54-52360 | Switch, Temperature p/n 306286600 | 3 | Each
04-54-52361 | Transducer p/n 301523700 | 3 | Each
04-54-52362 | Transducer p/n 301523800 | 3 | Each
04-54-52363 | Solenoid, Fuel Pump p/n 392816100 | 4 | Each
04-54-52364 | Harness, Wiring p/n 305635600 | 1 | Each
04-54-52365 | Support, Camshaft Trust p/n 392715500 | 1 | Each
04-54-52366 | Transducer p/n 301523800 | 2 | Each
04-54-52367 | Bearing, Connect. Rod (010) p/n 390143100 | 12 | Each
04-54-52368 | Bearing, Connect. Rod (020) p/n 390143200 | 12 | Each
04-54-52369 | Bearing, Connect. Rod (030) p/n 390143300 | 12 | Each
04-54-52370 | Bearing, Connect. Rod (040) p/n 390143400 | 12 | Each
04-54-52371 | Cylinder p/n 380281100 | 6 | Each
04-54-52372 | Seal, Valve Stem p/n 392764200 | 18 | Each
04-54-52373 | Main Bearing (010) p/n 394591800 | 2 | Each
04-54-52374 | Main Bearing(020) p/n 394591900 | 2 | Each
04-54-52375 | Main Bearing (030) p/n 380221300 | 2 | Each
04-54-52376 | Main Bearing (040) p/n 380221400 | 2 | Each
04-54-52377 | Hose, Flexible p/n 391856200 | 2 | Each
04-54-52378 | Seal, O Ring p/n 392862400 | 4 | Each
04-54-52379 | Actuator, Turbocharger p/n 353189200 | 1 | Each
04-54-52380 | Head, Cylinder p/n 393192500 | 1 | Each
04-54-52381 | Bushing p/n 394532900 | 28 | Each
04-54-52382 | Remover p/n 316287300 | 1 | Each
04-54-52383 | Plate, Cylinder Liner p/n 382278600 | 1 | Each
04-54-52384 | Tappet Removal p/n 382251300 | 1 | Each
04-54-52385 | Expander, Piston Ring p/n 382313700 | 2 | Each
04-54-52386 | Driver, Cylinder Liner p/n 382323000 | 1 | Each
04-54-52387 | Compressor, Piston Ring p/n 382329000 | 2 | Each
04-54-52388 | Assembly, Depth Gage p/n 382349500 | 2 | Each
04-54-52389 | Cam Bushing Installation p/n 382350900 | 1 | Each
04-54-52390 | Camshaft installation tool p/n 316305400 | 2 | Each
04-54-52391 | Tool, Main Bearing Rollout p/n 382381800 | 2 | Each
04-54-52392 | Tool, Engine Barring p/n 382459100 | 3 | Each
04-54-52393 | Puller, Gear p/n ST0064700 | 2 | Each
04-54-52394 | Pump, Gear p/n 337596200 | 2 | Each
04-54-52395 | Brush, Injector Bore p/n 382250900 | 4 | Each
04-54-52396 | Tamper resistant Tool p/n 340003400 | 4 | Each
04-54-52397 | Wrench, Crowfoot p/n 382342500 | 6 | Each
04-54-52398 | Remover p/n 316338100 | 1 | Each
04-54-52399 | Tester, Injection Nozzle p/n 337694600 | 1 | Each
04-54-52400 | Injector Nozzle Cleaning p/n 337694700 | 4 | Each
04-54-52401 | Dial bore gauge p/n 382250400 | 1 | Each
04-54-52402 | Tool, Engine Barring Tool p/n 382459100 | 3 | Each
04-54-52403 | Blind Thread Insert lit p/n 382270900 | 2 | Each
04-54-52404 | Puller p/n ST0127601 | 2 | Each
04-54-52405 | Extractor, Valve Seat p/n 337739600 | 2 | Each
04-54-52406 | Assembly, Extractor Knock p/n 337661700 | 1 | Each
04-54-52407 | Reamer, Valve Guide p/n 382249000 | 3 | Each
04-54-52408 | Base, Magnetic p/n 339810000 | 1 | Each
04-54-52409 | Assembly, Dial Indicator & Sleeve p/n 337605000 | 1 | Each
04-54-52410 | Torque Wrench p/n 339803100 | 2 | Each
04-54-52411 | Driver, Screw p/n ST0075302 | 2 | Each
04-54-52412 | Puller, Injector Universal p/n 382302400 | 2 | Each
04-54-52413 | Torque Wrench, Injector p/n 337659200 | 2 | Each
04-54-52414 | Torque Wrench Adapter p/n 316319600 | 2 | Each
04-54-52415 | Tyres | 10 | Each
04-54-52416 | SPARES PERKINS ENGINE 1006TAG (150 kVA) - figures 2-60 | 1 | LOT
04-54-52417 | Valve Exhaust p/n 3142A051 | 12 | Each
04-54-52418 | Valve Inlet p/n 3142L072 | 12 | Each
04-54-52419 | Rocker arm p/n 4115R305 | 6 | Each
04-54-52420 | Rocker arm p/n 4115R306 | 6 | Each
04-54-52421 | Cylinder Head Gasket p/n U5LT0179 | 2 | Each
04-54-52422 | Joint Valve Cover p/n 3681C003 | 2 | Each
04-54-52423 | Fuel Feed Pump p/n ULPK0002 | 1 | Each
04-54-52424 | Fuel feed pump p/n ULPR0002 | 1 | Each
04-54-52425 | Injector Seal p/n 33813131 | 12 | Each
04-54-52426 | Sensor 24V for fuel inj. Pump, p/n 2868A006 | 1 | Each
04-54-52427 | Injector Complete p/n 2645F019 | 6 | Each
04-54-52428 | Injector Nozzle p/n 2645F610 | 12 | Each
04-54-52429 | Injector Adjusting washer p/n 921173 | 12 | Each
04-54-52430 | Fuel Injection Pump Complete p/n 2643U634 | 1 | Each
04-54-52431 | Turbocharger Complete p/n 2674A071 | 1 | Each
04-54-52432 | Turbo repair p/n 26740136 | 2 | Each
04-54-52433 | Water Pump Complete p/n U5MW0160 | 1 | Each
04-54-52434 | Water Pump repair p/n U7LW0151 | 2 | Each
04-54-52435 | Thermostat p/n 2485613 | 2 | Each
04-54-52436 | Oil Pump Complete p/n 4132F057 | 1 | Each
04-54-52437 | Push Rod p/n 31434307 | 12 | Each
04-54-52438 | Tappet p/n 3142U031 | 12 | Each
04-54-52439 | Cylinder Liner p/n 3135X062 | 12 | Each
04-54-52440 | Piston p/n U5LF0022 | 12 | Each
04-54-52441 | Piston Ring p/n 4181A026 | 12 | Each
04-54-52442 | Bearing Connecting Rod STD p/n U5ME0003 | 3 | Each
04-54-52443 | Bearing Connecting Rod 0.25 mm p/n U5ME0003A | 1 | Each
04-54-52444 | Bearing Connecting Rod 0.50 mm p/n U5ME0003B | 1 | Each
04-54-52445 | Bearing Connecting Rod 0.75 mm p/n U5ME0003C | 1 | Each
04-54-52446 | Crankshaft p/n ZZ90165 | 1 | Each
04-54-52447 | Thrust Washer p/n 31137551 | 2 | Each
04-54-52448 | Thrust Washer p/n 31137561 | 2 | Each
04-54-52449 | Connecting Rod p/n ZZ90146 | 6 | Each
04-54-52450 | Sealing Ring Crankshaft front p/n 2418F436 | 2 | Each
04-54-52451 | Sealing Ring Crankshaft Rear p/n 2418F475 | 2 | Each
04-54-52452 | Starter Motor 12 V p/n 2873B071 | 1 | Each
04-54-52453 | Starter Motor Repair p/n 28730209 | 2 | Each
04-54-52454 | Alternator Complete 12 V p/n 2871A141 | 1 | Each
04-54-52455 | Oil Pressure Switch p/n 2848A013 | 2 | Each
04-54-52456 | Water Sensor p/n 2848A102 | 2 | Each
04-54-52457 | Cold start heater p/n 2666108 | 1 | Each
04-54-52458 | Carbon Brush p/n 28730201 | 2 | Each
04-54-52459 | Bearing Main STD p/n U5MB0010 | 2 | Each
04-54-52460 | Bearing Main 0.25 mm p/n U5MB0010A | 1 | Each
04-54-52461 | Bearing Main 0.50 mm p/n U5MB0010B | 1 | Each
04-54-52462 | Bearing Main 0.75 mm p/n U5MB0010C | 1 | Each
04-54-52463 | Small End Bush p/n 311200000 | 6 | Each
04-54-52464 | Guide p/n 3343F041 | 24 | Each
04-54-52465 | Guide p/n 3343J021 | 24 | Each
04-54-52466 | Seal p/n 33817117 | 48 | Each
04-54-52467 | Bottom joint and Gasket p/n U5LB0153 | 2 | Each
04-54-52468 | Top joint and Gasket p/n U5LT0179 | 2 | Each
04-54-52469 | Camshaft Bush for one engine p/n 31134165 | 4 | Each
04-54-52470 | Fan Drive housing p/n 4113H058 | 1 | Each
04-54-52471 | Sump Joint p/n 3681M005 | 2 | Each
04-54-52472 | Oil Filter p/n 2654403 | 50 | Each
04-54-52473 | Fuel Filter p/n 2656F815 | 50 | Each
04-54-52474 | Air Filter p/n 901-054 | 20 | Each
04-54-52475 | Spare parts Manual Must include fuel injection System, starter motor Alternator etc. FOC | 3 | Each
04-54-52476 | SPARES PERKINS ENGINE 1006 TG2A (100 kVA) - figures 62-148 | 1 | LOT
04-54-52477 | Cover Joint p/n 3681C003 | 8 | Each
04-54-52478 | Cylinder head gasket p/n U5LT0179 | 12 | Each
04-54-52479 | Seal p/n 33817135 | 20 | Each
04-54-52480 | Gasket p/n 37467105 | 6 | Each
04-54-52481 | Gasket p/n 3688C017 | 6 | Each
04-54-52482 | Top Joint and Gasket p/n U5LT0179 | 12 | Each
04-54-52483 | Bottom Joint and Gasket p/n U5LB0153 | 6 | Each
04-54-52484 | Valve guide p/n 3343F041 | 48 | Each
04-54-52485 | Exhaust valve Guide p/n 3343J021 | 48 | Each
04-54-52486 | Insert (inlet) p/n 3324E002P | 36 | Each
04-54-52487 | Valve (inlet) p/n 3142L072 | 36 | Each
04-54-52488 | Valve (exhaust) p/n 3142A051 | 36 | Each
04-54-52489 | Insert (exhaust) p/n 3314A121 | 36 | Each
04-54-52490 | Seal p/n 33817117 | 72 | Each
04-54-52491 | Collets p/n 33173108 | 72 | Each
04-54-52492 | Piston ring (1 piston) p/n 4181A026 | 36 | Each
04-54-52493 | Piston p/n U5LL0039 | 24 | Each
04-54-52494 | Bearing big end p/n U5ME0003 | 8 | Each
04-54-52495 | Bush connecting rod p/n 31134131 | 24 | Each
04-54-52496 | Rear crankshaft seal p/n 2418F475 | 10 | Each
04-54-52497 | Joint p/n 3681T018 | 10 | Each
04-54-52498 | Short Block p/n YD39853 | 1 | Each
04-54-52499 | Spring p/n 31744133 | 12 | Each
04-54-52500 | Spring p/n 31745122 | 12 | Each
04-54-52501 | Valve Cap p/n 33424107 | 24 | Each
04-54-52502 | Front crankshaft seal p/n 2418F436 | 12 | Each
04-54-52503 | Joint p/n 3681P019 | 4 | Each
04-54-52504 | Cylinder liner p/n 3135X042 | 30 | Each
04-54-52505 | Camshaft bush for one engine p/n 31134165 | 8 | Each
04-54-52506 | Thrust washer 0.007 p/n 31137312 | 3 | Each
04-54-52507 | Rocker arm p/n 4115R305 | 12 | Each
04-54-52508 | Turbocharger p/n 2674A080 | 4 | Each
04-54-52509 | Turbocharger repair p/n 26741060 | 10 | Each
04-54-52510 | Oil Pump p/n 4132F057 | 1 | Each
04-54-52511 | Joint p/n 3681M005 | 6 | Each
04-54-52512 | Fuel lift pump p/n ULPK0002 | 3 | Each
04-54-52513 | Repair fuel lift pump p/n ULPR0002 | 8 | Each
04-54-52514 | Fuel injection pump p/n 2643U604 | 2 | Each
04-54-52515 | Overhaul fuel injection pump p/n 26435794 | 8 | Each
04-54-52516 | Atomizer Complete (injector) p/n 2645L017 | 6 | Each
04-54-52517 | Atomizer Nozzle p/n 2645L615 | 60 | Each
04-54-52518 | Sealing washer p/n 921173 | 60 | Each
04-54-52519 | Tappet p/n 3142U031 | 6 | Each
04-54-52520 | Joint p/n 3685R007 | 6 | Each
04-54-52521 | Water pump p/n U5MW0160 | 4 | Each
04-54-52522 | Water pump repair p/n U7LW0151 | 10 | Each
04-54-52523 | Thermostat p/n 2485613 | 8 | Each
04-54-52524 | Joint p/n 3685F005 | 4 | Each
04-54-52525 | Alternator p/n 2871A165 | 3 | Each
04-54-52526 | Regulator alternator p/n 28710387 | 8 | Each
04-54-52527 | Rectifier p/n 28710395 | 8 | Each
04-54-52528 | V-belt p/n 2614B658 | 10 | Each
04-54-52529 | Switch p/n 2848062 | 4 | Each
04-54-52530 | Oil pressure switch p/n 622-333 | 4 | Each
04-54-52531 | Water temp. Sender switch p/n 622-337 | 4 | Each
04-54-52532 | Engine spare parts manual - FOC | 2 | Each
04-54-52533 | Workshop manual (engine overhaul) - FOC | 2 | Each
04-54-52534 | 12 V EIM SR panel (engine interface module) p/n 630-138 | 3 | Each
04-54-52535 | Air filter p/n 26510342 | 135 | Each
04-54-52536 | Oil filter p/n 2654403 | 540 | Each
04-54-52537 | Fuel filter p/n 26560143 | 270 | Each
04-54-52538 | Bearing–0.25 mm p/n U5ME0003A | 6 | Each
04-54-52539 | Bearing–0.50 mm p/n U5ME0003B | 6 | Each
04-54-52540 | Bearing–0.75 mm p/n U5ME0003C | 6 | Each
04-54-52541 | Thrust washer p/n 31137551 | 8 | Each
04-54-52542 | Thrust washer p/n 31137561 | 8 | Each
04-54-52543 | Bearing p/n U5MB0007 | 8 | Each
04-54-52544 | Bearing p/n U5MB0007A | 8 | Each
04-54-52545 | Bearing p/n U5MB0007B | 8 | Each
04-54-52546 | Bearing p/n U5MB0007C | 8 | Each
04-54-52547 | Crankshaft p/n ZZ90085 | 2 | Each
04-54-52548 | Conrod p/n ZZ90013 | 8 | Each
04-54-52549 | Rocker arm p/n 4115R306 | 12 | Each
04-54-52550 | Repair Rocker p/n 28730209 | 12 | Each
04-54-52551 | Drive p/n 28730267 | 2 | Each
04-54-52552 | Starter Solenoid p/n 28730210 | 3 | Each
04-54-52553 | Rotor p/n 28710397 | 2 | Each
04-54-52554 | Stator p/n 28710396 | 2 | Each
04-54-52555 | Heater Intake p/n 2666108 | 4 | Each
04-54-52556 | Pushrod p/n 31434307 | 24 | Each
04-54-52557 | Camshaft p/n 31416307 | 1 | Each
04-54-52558 | Camshaft Bush for one engine p/n 31134165 | 8 | Each
04-54-52559 | Crankshaft p/n ZZ90085 | 1 | Each
04-54-52560 | Thrust Washer 0.007 p/n 31137322 | 3 | Each
04-54-52561 | Camshaft p/n 31416307 | 1 | Each
04-54-52562 | Starter Motor p/n 2873B071 | 3 | Each
04-54-52563 | Complete Engine 1500 RPM 12 V System | 1 | Each
04-54-52564 | SPECIALIST TOOLS for PERKINS ENG.1006 TG2A/1006 TAG/LJ50418 - figures 150-181 | 1 | LOT
04-54-52565 | Remover/replacer PD1D for valve guides p/n 21825478 | 1 | Each
04-54-52566 | Adaptor PD1D-1A for use with PD1D p/n 21825479 | 1 | Each
04-54-52567 | Adaptor PD1C-8 for use with PD1D & PD1D-1A p/n 21825482 | 1 | Each
04-54-52568 | Gauge PD41D for piston weight and valve depth p/n 21825496 | 2 | Each
04-54-52569 | Drive adaptor PD67-2 p/n 21825512 | 1 | Each
04-54-52570 | Gear adaptor PD67-3 p/n 21825513 | 1 | Each
04-54-52571 | Pointer PD67-4 for use with MS67B p/n 21825514 | 1 | Each
04-54-52572 | Distance piece PD67-5 for Bosch pump p/n 21825515 | 1 | Each
04-54-52573 | Replacer tool PD145D for crankshaft rear oil seal p/n 21825540 | 2 | Each
04-54-52574 | Remover / replacer PD150B for cyl.liner p/n 21825543 | 1 | Each
04-54-52575 | Adaptors PD150B17 for use with PD150B p/n 21825551 | 1 | Each
04-54-52576 | Puller PD155C for camshaft & fuel pump gears p/n 21825565 | 1 | Each
04-54-52577 | Adaptors PD155B5 for use with PD155C p/n 21825930 | 1 | Each
04-54-52578 | Centralising tool PD163A for timing case cover p/n 21825574 | 1 | Each
04-54-52579 | Crankshaft rotation adaptor PD165B p/n 21825576 | 1 | Each
04-54-52580 | Replacer tool, timing case cover PD170 p/n 21825577 | 1 | Each
04-54-52581 | Pressure plate PD170-1 for use with PD170 p/n 21825578 | 1 | Each
04-54-52582 | Sleeve PD170-2 for use with PD170 p/n 21825580 | 1 | Each
04-54-52583 | Fastener plate PD170-3 for use with PD170 p/n 21825579 | 1 | Each
04-54-52584 | Adaptor PD170-4 for standard seal p/n 21825582 | 1 | Each
04-54-52585 | Adaptor PD170-6 for water immersion seal p/n 21825583 | 1 | Each
04-54-52586 | Spanner PD239 for flange nuts,fuel injection pump p/n 21825984 | 2 | Each
04-54-52587 | Replacer tool PD206 for pistons p/n 21825615 | 1 | Each
04-54-52588 | Piston position probe PD221-A p/n 21825947 | 1 | Each
04-54-52589 | Valve spring compressor PD6118B p/n 21825666 | 1 | Each
04-54-52590 | Stud adaptor PD6118-7 for use with PD6118B p/n 21825931 | 1 | Each
04-54-52591 | screw adaptor PD6118-8 for use with PD6118B p/n 21825932 | 1 | Each
04-54-52592 | screw adaptor PD6118-9 for use with PD6118B p/n 21825933 | 1 | Each
04-54-52593 | Universal timing gauge MS67B p/n 21825510 | 1 | Each
04-54-52594 | Adjustable cutters MS76-73B for valve seats p/n 21825938 | 1 | Each
04-54-52595 | Handle of valve seat cutters MS76A p/n 21825519 | 1 | Each
04-54-52596 | Timing gauge MS107 for Bosch fuel pump p/n 21825526 | 1 | Each
04-54-52597 | SPECIALIST TOOLS for PERKINS ENGINES 3008 TAG4 - figures 183-185 | 1 | LOT
04-54-52598 | Torque wrench (6 to 40 lbf ft) p/n 21825846 | 1 | Each
04-54-52599 | Torque wrench (40 to 225 lbf ft) p/n 21825907 | 1 | Each
04-54-52600 | Torque wrench (40 to 225 lbf ft) p/n 21825907 | 1 | Each
04-54-52601 | SPECIALIST TOOLS for PERKINS ENG. T4.236 6CD325 - figures 187-203 | 1 | LOT
04-54-52602 | Adaptor PD1D-11 for remover/replacer for valve guide p/n 21825935 | 1 | Each
04-54-52603 | Socket PD224 for upper idler gear p/n 21825950 | 1 | Each
04-54-52604 | Socket PD225 for lower idler gear p/n 21825951 | 1 | Each
04-54-52605 | Adaptor PD227 for installer for front oil seal p/n 21825953 | 2 | Each
04-54-52606 | Adaptor PD231 for liner remover p/n 21825958 | 1 | Each
04-54-52607 | Holding PD234 for cylinder liner p/n 21825959 | 1 | Each
04-54-52608 | Remover PD235 for the injector unit sleeve p/n 21825960 | 1 | Each
04-54-52609 | Installer PD237 for the rear oil seal p/n 21825963 | 2 | Each
04-54-52610 | Puller PD240 for crankshaft pulley / damper unit p/n 21825965 | 1 | Each
04-54-52611 | Remover/replacer camshaft bush ZYSE2893A p/n 21825995 | 1 | Each
04-54-52612 | Special tap PD250 p/n 27610091 | 2 | Each
04-54-52613 | Adaptor PD251 for injector unit sleeve remover p/n 27610092 | 2 | Each
04-54-52614 | Adaptor PD252 for use with PD235 p/n 27610093 | 2 | Each
04-54-52615 | Installer PD253 for injector unit sleeve p/n 27610094 | 2 | Each
04-54-52616 | Installer ZTSE4299 for injector unit seals p/n 27610095 | 2 | Each
04-54-52617 | 0.90 inch gauge PD229 for piston ring groove p/n 21825954 | 2 | Each
04-54-52618 | 0.115 inch gauge PD230 for piston ring groove p/n 21825955 | 2 | Each
04-54-52619 | SPARES PERKINS ENGINE T4.236 ( 50 kVA ) - (figures 2-75) | 1 | LOT
04-54-52620 | Turbocharger Com. p/n 2674397 | 5 | Each
04-54-52621 | Turbocharger repair p/n 26741068 | 16 | Each
04-54-52622 | Alternator Comp. p/n 2871A165 | 3 | Each
04-54-52623 | Alternator regulator p/n 28710387 | 4 | Each
04-54-52624 | Brush, Diodes, bearing, p/n 28710395 | 4 | Each
04-54-52625 | Water pump comp., p/n U5MW0106 | 3 | Each
04-54-52626 | Repair Water Pump p/n U7LW0125 | 6 | Each
04-54-52627 | Fuel lift transfer pumps comp. p/n ULPK0003 | 4 | Each
04-54-52628 | Fuel transfer pump repair p/n ULPR0001 | 4 | Each
04-54-52629 | Thermostat p/n 2485613 | 4 | Each
04-54-52630 | Gasket fuel lift pump p/n 36851123 | 4 | Each
04-54-52631 | Cylinder head gasket p/n U5LT1006 | 10 | Each
04-54-52632 | Gasket cylinder head p/n 3681E034 | 4 | Each
04-54-52633 | Valve inlet p/n 3142H002 | 32 | Each
04-54-52634 | Valve exhaust p/n 3142A052 | 32 | Each
04-54-52635 | Valve seat insert p/n 33152153 | 64 | Each
04-54-52636 | Collet p/n 33173108 | 32 | Each
04-54-52637 | Valve spring cap p/n 33423147 | 16 | Each
04-54-52638 | Piston ring p/n 4181A022 | 48 | Each
04-54-52639 | Piston p/n U5LP0046 | 24 | Each
04-54-52640 | Bush connecting rod p/n 31134131 | 24 | Each
04-54-52641 | Seal p/n 33817117 | 48 | Each
04-54-52642 | Bearing connecting rod p/n 85042 | 16 | Each
04-54-52643 | Bearing connecting rod 0.010 p/n 85042A | 4 | Each
04-54-52644 | Bearing connecting rod 0.020 p/n 85042B | 4 | Each
04-54-52645 | Bearing connecting rod 0.030 p/n 85042C | 4 | Each
04-54-52646 | Seal rear crankshaft p/n 2418F475 | 6 | Each
04-54-52647 | Seal front crankshaft p/n 2418F436 | 6 | Each
04-54-52648 | Engine overhaul gasket p/n U5LB1158 | 6 | Each
04-54-52649 | Bearing Main p/n 81558 | 6 | Each
04-54-52650 | Bearing Main 0.010 p/n 81558A | 4 | Each
04-54-52651 | Bearing Main 0.020 p/n 81558B | 4 | Each
04-54-52652 | Bearing Main 0.030 p/n 81558C | 4 | Each
04-54-52653 | Upper thrust washer p/n 31137551 | 4 | Each
04-54-52654 | Lower thrust washer p/n 31137561 | 4 | Each
04-54-52655 | Liner p/n 3135X032 | 24 | Each
04-54-52656 | Lub.Oil pump p/n 4132F012 | 1 | Each
04-54-52657 | Camshaft brush for one engine p/n 31134165 | 2 | Each
04-54-52658 | Joint valve cover p/n 3861A027 | 10 | Each
04-54-52659 | Nozzle p/n 2645A604 | 80 | Each
04-54-52660 | Fuel injector p/n 2645A010 | 8 | Each
04-54-52661 | Fuel filter p/n 26561117 | 460 | Each
04-54-52662 | Oil filter p/n 2654403 | 920 | Each
04-54-52663 | Joint oil pan p/n 3681K005 | 10 | Each
04-54-52664 | Fuel injection pump p/n 2643U005 | 2 | Each
04-54-52665 | Over fuel injector pump p/n U5MK0159 | 5 | Each
04-54-52666 | Stop solenoid injector pump p/n 26435149 | 5 | Each
04-54-52667 | Joint fuel pump p/n 3687H017 | 4 | Each
04-54-52668 | Starter motor comp. p/n 2873A102 | 3 | Each
04-54-52669 | Solenoid starter motor p/n 28730210 | 4 | Each
04-54-52670 | Brush/bearing starter motor p/n 28730238 | 6 | Each
04-54-52671 | Alternator p/n 110-664 | 1 | Each
04-54-52672 | V belt p/n 2614B650 | 6 | Each
04-54-52673 | Regulator for alternator p/n 922-197 | 4 | Each
04-54-52674 | Brush/diode/bearing for alternator p/n 922-230 | 4 | Each
04-54-52675 | Alternator Bearing p/n 954-039 | 4 | Each
04-54-52676 | Complete radiator p/n 2485B221 | 2 | Each
04-54-52677 | Air filter p/n 26510342 | 230 | Each
04-54-52678 | Conrod p/n ZZ90013 | 8 | Each
04-54-52679 | Crankshaft p/n ZZ90202 | 1 | Each
04-54-52680 | Guide p/n 3343F041 | 48 | Each
04-54-52681 | Guide p/n 3343J021 | 48 | Each
04-54-52682 | Spring p/n 31744131 | 8 | Each
04-54-52683 | Spring p/n 31745121 | 8 | Each
04-54-52684 | Rocker arm p/n 4115R306 | 8 | Each
04-54-52685 | Bush p/n 2511425 | 32 | Each
04-54-52686 | Push Rod p/n 31434307 | 8 | Each
04-54-52687 | Tappet p/n 3142U031 | 16 | Each
04-54-52688 | Camshaft p/n 31415384 | 1 | Each
04-54-52689 | Intake Heater p/n 2666108 | 4 | Each
04-54-52690 | Complete engine, Mechanical Governor for Alt. Leroy Somer LSA 43.2.S4 | 1 | Each
04-54-52691 | Joint p/n U5LT1006 | 8 | Each
04-54-52692 | Joint p/n U5LB1158 | 8 | Each
04-54-52693 | O Ring p/n 2415B201 | 48 | Each
04-54-52694 | SPARES PERKINS ENGINE 1006 TAG ( 150 kVA ) - (figures 77-136) | 1 | LOT
04-54-52695 | Valve Exhaust p/n 3142A051 | 18 | Each
04-54-52696 | Valve Inlet p/n 3142L072 | 18 | Each
04-54-52697 | Rocker arm p/n 4115R305 | 12 | Each
04-54-52698 | Rocker arm p/n 4115R306 | 12 | Each
04-54-52699 | Cylinder Head Gasket p/n U5LT0179 | 8 | Each
04-54-52700 | Joint Valve Cover p/n 3681C003 | 4 | Each
04-54-52701 | Fuel Feed Pump p/n ULPK0002 | 2 | Each
04-54-52702 | Fuel feed pump p/n ULPR0002 | 3 | Each
04-54-52703 | Injector Seal p/n 33813131 | 24 | Each
04-54-52704 | Sensor 24V for fuel inj.Pump p/n 2868A006 | 3 | Each
04-54-52705 | Injector Complete p/n 2645F019 | 12 | Each
04-54-52706 | Injector Nozzle p/n 2645F610 | 30 | Each
04-54-52707 | Injector Adjusting washer p/n 921173 | 24 | Each
04-54-52708 | Fuel Injection Pump Complete p/n 2643U634 | 2 | Each
04-54-52709 | Turbocharger Complete p/n 2674A071 | 2 | Each
04-54-52710 | Turbo repair p/n 26740136 | 8 | Each
04-54-52711 | Water Pump Complete p/n U5MW0160 | 2 | Each
04-54-52712 | Water pump repair p/n U7LW0151 | 5 | Each
04-54-52713 | Thermostat p/n 2485613 | 4 | Each
04-54-52714 | Oil Pump Complete p/n 4132F057 | 2 | Each
04-54-52715 | Push Rod p/n 31434307 | 12 | Each
04-54-52716 | Tappet p/n 3142U031 | 12 | Each
04-54-52717 | Cylinder Liner p/n 3135X062 | 24 | Each
04-54-52718 | Piston p/n U5LF0022 | 24 | Each
04-54-52719 | Piston Ring p/n 4181A026 | 32 | Each
04-54-52720 | Bearing Connecting Rod STD p/n U5ME0003 | 6 | Each
04-54-52721 | Bearing Connecting Rod 0.25 mm p/n U5ME0003A | 2 | Each
04-54-52722 | Bearing Connecting Rod 0.50 mm p/n U5ME0003B | 2 | Each
04-54-52723 | Bearing Connecting Rod 0.75 mm p/n U5ME0003C | 2 | Each
04-54-52724 | Crankshaft p/n ZZ90165 | 1 | Each
04-54-52725 | Thrust Washer p/n 31137551 | 4 | Each
04-54-52726 | Thrust Washer p/n 31137561 | 4 | Each
04-54-52727 | Connecting Rod p/n ZZ90146 | 12 | Each
04-54-52728 | Sealing Ring Crankshaft front p/n 2418F436 | 4 | Each
04-54-52729 | Sealing Ring Crankshaft Rear p/n 2418F475 | 8 | Each
04-54-52730 | Starter Motor 12 V p/n 2873B071 | 2 | Each
04-54-52731 | Starter Motor Repair p/n 28730209 | 6 | Each
04-54-52732 | Alternator Complete 12V p/n 2871A141 | 2 | Each
04-54-52733 | Oil Pressure Switch p/n 2848A013 | 6 | Each
04-54-52734 | Water Sensor p/n 2848A102 | 6 | Each
04-54-52735 | Cold start heater p/n 2666108 | 4 | Each
04-54-52736 | Carbon Brush p/n 28730201 | 4 | Each
04-54-52737 | Bearing Main STD p/n U5MB0010 | 8 | Each
04-54-52738 | Bearing Main 0.25 mm p/n U5MB0010A | 3 | Each
04-54-52739 | Bearing Main 0.50 mm p/n U5MB0010B | 3 | Each
04-54-52740 | Bearing Main 0.75 mm p/n U5MB0010C | 3 | Each
04-54-52741 | Small End Bush p/n 3112E005P | 18 | Each
04-54-52742 | Guide p/n 3343F041 | 36 | Each
04-54-52743 | Guide p/n 3343J021 | 36 | Each
04-54-52744 | Seal p/n 33817117 | 72 | Each
04-54-52745 | Bottom joint and Gasket p/n U5LB0153 | 8 | Each
04-54-52746 | Top joint and Gasket p/n U5LT0179 | 8 | Each
04-54-52747 | Camshaft p/n 31416307 | 1 | Each
04-54-52748 | Camshaft Bush for one engine p/n 31134165 | 8 | Each
04-54-52749 | Fan Drive housing p/n 4113H058 | 2 | Each
04-54-52750 | Sump Joint p/n 3681M005 | 8 | Each
04-54-52751 | Oil Filter p/n 2664403 | 300 | Each
04-54-52752 | Fuel Filter p/n 2656F815 | 200 | Each
04-54-52753 | Air Filter p/n 901-054 | 100 | Each
04-54-52754 | Spare Parts Manual - FOC | 3 | Each
04-54-52755 | SPARES PERKINS ENGINE 1006 TG2A ( 100 kVA ) - figures 139-223) | 1 | LOT
04-54-52756 | Cover joint p/n 3681C003 | 5 | Each
04-54-52757 | Cylinder head gasket p/n U5LT0179 | 5 | Each
04-54-52758 | Seal p/n 33187135 | 8 | Each
04-54-52759 | Gasket p/n 37467105 | 4 | Each
04-54-52760 | Gasket p/n 3688C017 | 4 | Each
04-54-52761 | Top Joint and Gasket p/n U5LT0179 | 5 | Each
04-54-52762 | Bottom Joint and Gasket p/n U5LB0153 | 4 | Each
04-54-52763 | Valve guide p/n 3343F041 | 48 | Each
04-54-52764 | Exhaust valve guide p/n 3343J021 | 48 | Each
04-54-52765 | Insert ( inlet ) p/n 332400 | 24 | Each
04-54-52766 | Valve ( inlet ) p/n 3142L072 | 24 | Each
04-54-52767 | Valve ( exhaust ) p/n 3142A051 | 24 | Each
04-54-52768 | Insert ( exhaust ) p/n 3314A121 | 24 | Each
04-54-52769 | Seal p/n 33817117 | 24 | Each
04-54-52770 | Collets p/n 33173108 | 24 | Each
04-54-52771 | Piston ring ( 1 piston ) p/n 4181A026 | 24 | Each
04-54-52772 | Piston p/n U5LL0039 | 12 | Each
04-54-52773 | Bearing big end p/n U5ME0003 | 3 | Each
04-54-52774 | Bush connecting rod p/n 31134131 | 12 | Each
04-54-52775 | Rear crankshaft seal p/n 2418F475 | 6 | Each
04-54-52776 | Joint p/n 3681T018 | 6 | Each
04-54-52777 | Spring p/n 31744133 | 6 | Each
04-54-52778 | Spring p/n 31745122 | 6 | Each
04-54-52779 | Valve Cap p/n 33424107 | 12 | Each
04-54-52780 | Front crankshaft seal p/n 2418F436 | 6 | Each
04-54-52781 | Joint p/n 3681P019 | 2 | Each
04-54-52782 | Cylinder liner p/n 3135X042 | 12 | Each
04-54-52783 | Camshaft bush for one engine p/n 31134165 | 4 | Each
04-54-52784 | Trust washer 0.007 p/n 31137312 | 2 | Each
04-54-52785 | Rocker arm p/n 4115R305 | 6 | Each
04-54-52786 | Turbocharger p/n 2674A080 | 2 | Each
04-54-52787 | Turbocharger repair p/n 26741060 | 5 | Each
04-54-52788 | Oil pump p/n 4132F057 | 1 | Each
04-54-52789 | Joint p/n 3681M005 | 4 | Each
04-54-52790 | Fuel lift pump p/n ULPK0002 | 2 | Each
04-54-52791 | Repair fuel lift pump p/n ULPR0002 | 2 | Each
04-54-52792 | Fuel injection pump p/n 2643U604 | 1 | Each
04-54-52793 | Overhaul fuel injection pump p/n 26435794 | 3 | Each
04-54-52794 | Atomizer Complete (injector) p/n 2645L017 | 6 | Each
04-54-52795 | Atomizer Nozzle p/n 2645L615 | 48 | Each
04-54-52796 | Sealing washer p/n 921173 | 40 | Each
04-54-52797 | Joint p/n 3685R007 | 4 | Each
04-54-52798 | Water pump p/n U5MW0160 | 2 | Each
04-54-52799 | Water pump repair p/n U7LW0151 | 4 | Each
04-54-52800 | Thermostat p/n 2485613 | 6 | Each
04-54-52801 | Joint p/n 3685F005 | 3 | Each
04-54-52802 | Alternator p/n 2871A165 | 2 | Each
04-54-52803 | Regulator alternator p/n 28710387 | 4 | Each
04-54-52804 | Rectifier p/n 28710395 | 4 | Each
04-54-52805 | V belt p/n 2614B658 | 6 | Each
04-54-52806 | Switch p/n 2848062 | 2 | Each
04-54-52807 | Oil pressure switch p/n 622-333 | 2 | Each
04-54-52808 | Water temp. Sender switch p/n 622-337 | 2 | Each
04-54-52809 | Engine spare parts manual - FOC | 1 | Each
04-54-52810 | Workshop manual (engine overhaul) - FOC | 1 | Each
04-54-52811 | 12V EIM SR panel (engine interface module) p/n 630-138 | 3 | Each
04-54-52812 | Air filter p/n 26510342 | 50 | Each
04-54-52813 | Oil filter p/n 2654403 | 300 | Each
04-54-52814 | Fuel Filter p/n 26560143 | 100 | Each
04-54-52815 | Bearing - 0.25 mm p/n U5ME0003A | 3 | Each
04-54-52816 | Bearing - 0.50 mm p/n U5ME0003B | 3 | Each
04-54-52817 | Bearing - 0.75 mm p/n U5ME0003C | 3 | Each
04-54-52818 | Trust Washer p/n 31137551 | 4 | Each
04-54-52819 | Trust Washer p/n 31137561 | 4 | Each
04-54-52820 | Bearing p/n U5MB0007 | 4 | Each
04-54-52821 | Bearing p/n U5MB0007A | 4 | Each
04-54-52822 | Bearing p/n U5MB0007B | 4 | Each
04-54-52823 | Bearing p/n U5MB0007C | 4 | Each
04-54-52824 | Crankshaft p/n ZZ90085 | 1 | Each
04-54-52825 | Conrod p/n ZZ90013 | 4 | Each
04-54-52826 | Rocker arm p/n 4115R306 | 6 | Each
04-54-52827 | Repair Rocker p/n 28730209 | 6 | Each
04-54-52828 | Drive p/n 28730267 | 1 | Each
04-54-52829 | Starter Solenoid p/n 28730210 | 2 | Each
04-54-52830 | Rotor p/n 28710397 | 1 | Each
04-54-52831 | Stator p/n 28710396 | 1 | Each
04-54-52832 | Heater Intake p/n 2666108 | 2 | Each
04-54-52833 | Pushrod p/n 31434307 | 12 | Each
04-54-52834 | Camshaft p/n 31416307 | 1 | Each
04-54-52835 | Camshaft Bush for one engine p/n 31134165 | 8 | Each
04-54-52836 | Crankshaft p/n ZZ90085 | 1 | Each
04-54-52837 | Thrust Washer 0.007 p/n 31137322 | 2 | Each
04-54-52838 | Starter Motor p/n 2873B071 | 2 | Each
04-54-52839 | SPARES PERKINS ENGINE 1306 E87T ( 200 kVA ) - (figures 225-297) | 1 | LOT
04-54-52840 | Inlet Valve p/n 1826471C1 | 18 | Each
04-54-52841 | Exhaust valve p/n 1824840C1 | 18 | Each
04-54-52842 | Valve Insert (inlet) p/n 1821903C3 | 18 | Each
04-54-52843 | Insert p/n 1821900C1 | 18 | Each
04-54-52844 | Guide p/n 1824647C1 | 72 | Each
04-54-52845 | Seal p/n 1830742C92 | 24 | Each
04-54-52846 | Complete radiator hose p/n 916-048 | 2 | Each
04-54-52847 | Front oil seal p/n 1833096C92 | 8 | Each
04-54-52848 | Rear oil seal p/n 1817867C92 | 8 | Each
04-54-52849 | Top gasket p/n 1830721C92 | 4 | Each
04-54-52850 | Bottom gasket p/n 1824985C96 | 4 | Each
04-54-52851 | Turbo charger p/n 1830735C92 | 2 | Each
04-54-52852 | Cylinder and Piston p/n 1830716C94 | 12 | Each
04-54-52853 | Main Bearing p/n 1830725C91 | 30 | Each
04-54-52854 | Bearing p/n 1830726C91 | 6 | Each
04-54-52855 | Bearing (incl. 2 nos 1830149C1) p/n 1836020C91 | 30 | Each
04-54-52856 | Starter motor p/n 108-025 | 2 | Each
04-54-52857 | Engine alternator p/n 108-026 | 2 | Each
04-54-52858 | Fuel Transfer Pump p/n 1825473C92 | 4 | Each
04-54-52859 | Water pump p/n 1817687C97 | 2 | Each
04-54-52860 | Oil pump complete p/n 1833357C92 | 2 | Each
04-54-52861 | Sensor p/n 1830669C91 | 4 | Each
04-54-52862 | Camshaft position sensor p/n 1814320C1 | 4 | Each
04-54-52863 | Sensor p/n 1814320C1 | 8 | Each
04-54-52864 | Sensor oil pressure p/n 1807369C2 | 4 | Each
04-54-52865 | Engine control module ECU, programmed p/n 1833342C1X | 2 | Each
04-54-52866 | Camshaft Damper p/n 1833113C91 | 1 | Each
04-54-52867 | Oil filter p/n 26540238 | 340 | Each
04-54-52868 | Fuel filter p/n 26560137 | 170 | Each
04-54-52869 | Air cleaner p/n 12A777279 | 85 | Each
04-54-52870 | Workshop Manual - FOC | 2 | Each
04-54-52871 | Spare parts Catalog - FOC | 2 | Each
04-54-52872 | Camshaft Bush p/n 680117C3 | 4 | Each
04-54-52873 | Seal p/n 682444C1 | 4 | Each
04-54-52874 | Crankshaft p/n 1830596C91 | 1 | Each
04-54-52875 | Bearing for crankshaft p/n 1830725C91 | 1 | Each
04-54-52876 | Bearing for crankshaft p/n 1830726C91 | 1 | Each
04-54-52877 | Bearing for crankshaft p/n 1822389C91 | 1 | Each
04-54-52878 | Cylinder head Gasket p/n 1830189C1 | 6 | Each
04-54-52879 | Main Bearing 0.010 p/n 1833364C91 | 6 | Each
04-54-52880 | Main Bearing 0.020 p/n 1833365C91 | 6 | Each
04-54-52881 | Main Bearing 0.030 p/n 1833366C91 | 6 | Each
04-54-52882 | Rotator p/n 1824680C1 | 24 | Each
04-54-52883 | Bearing 0.010 p/n 1833361C91 | 1 | Each
04-54-52884 | Bearing 0.020 p/n 1833362C91 | 1 | Each
04-54-52885 | Bearing 0.030 p/n 1833363C91 | 1 | Each
04-54-52886 | Valve Spring p/n 677349C1 | 24 | Each
04-54-52887 | Bearing 0.010 p/n 1833378C91 | 6 | Each
04-54-52888 | Bearing 0.020 p/n 1833380C91 | 6 | Each
04-54-52889 | Bearing 0.030 p/n 1833381C91 | 6 | Each
04-54-52890 | Cylinder head p/n 1830346C93 | 1 | Each
04-54-52891 | Valve Spring p/n 1825540C1 | 24 | Each
04-54-52892 | Sleeve p/n 1818778C2 | 6 | Each
04-54-52893 | Valve Stem Seal p/n 1823925C1 | 48 | Each
04-54-52894 | Key p/n 1824644C1 | 48 | Each
04-54-52895 | Tappet p/n 1809570C1 | 12 | Each
04-54-52896 | Rocker arm p/n 1827195C93 | 6 | Each
04-54-52897 | Oil Seal p/n 1817862C1 | 4 | Each
04-54-52898 | Water Filter p/n 26550001 | 136 | Each
04-54-52899 | O Ring p/n 1821098C2 | 10 | Each
04-54-52900 | Thermostat p/n 1830256C91 | 4 | Each
04-54-52901 | Tensioner p/n 1830033C1 | 2 | Each
04-54-52902 | Sump Joint p/n 1826587C1 | 8 | Each
04-54-52903 | Harness ( old 1807285C91 ) p/n 1807455C92 | 2 | Each
04-54-52904 | Harness p/n 1807419C96 | 2 | Each
04-54-52905 | Transducer p/n 1807339C92 | 4 | Each
04-54-52906 | Transducer p/n 1813658C2 | 4 | Each
04-54-52907 | High Pressure Pump p/n 1830177C91 | 8 | Each
04-54-52908 | Regulator p/n 1829856C91 | 10 | Each
04-54-52909 | Injector p/n 1830694C92P | 18 | Each
04-54-52910 | Fan Belt p/n 1682692C1 | 4 | Each
04-54-52911 | Camshaft p/n 1830613C91 | 1 | Each
04-54-52912 | SPECIALIST TOOLS for PERKINS ENGINES 1006 TG2A/1006TAG/LJ50418 - (figures 299-330) | 1 | LOT
04-54-52913 | Remover/replacer PD1D for valve guides p/n 21825478 | 1 | Each
04-54-52914 | Adaptor PD1D-1A for use PD1D p/n 21825479 | 1 | Each
04-54-52915 | Adaptor PD1C-8 for use with PD1D & PD1D-1A p/n 21825482 | 1 | Each
04-54-52916 | Gauge PD41D for piston height and valve depth p/n 21825496 | 2 | Each
04-54-52917 | Drive adaptor PD67-2 p/n 21825512 | 1 | Each
04-54-52918 | Gear adaptor PD67-3 p/n 21825513 | 1 | Each
04-54-52919 | Pointer PD67-4 for use with MS87B p/n 21825514 | 1 | Each
04-54-52920 | Distance piece PD67-5 for Bosch pumps p/n 21825515 | 1 | Each
04-54-52921 | Replacer tool PD146D for crankshaft rear oil seal p/n 21825540 | 2 | Each
04-54-52922 | Remover / replacer PD150B for cyl.liner, p/n 21825543 | 1 | Each
04-54-52923 | Adaptor PD150B-17 for use with PD150B, p/n 21825551 | 1 | Each
04-54-52924 | Puller PD155C for camshaft & fuel pump gears, p/n 21825565 | 1 | Each
04-54-52925 | Adaptors PD155B5 for use with PD155C p/n, 21825930 | 1 | Each
04-54-52926 | Centralising tool PD163A for timing case cover p/n 21825574 | 1 | Each
04-54-52927 | Crankshaft rotation adaptor PD165B p/n 21825576 | 1 | Each
04-54-52928 | Replacer tool, timing case cover PD170, p/n 21825577 | 1 | Each
04-54-52929 | Pressure plate PD170-1 for use with PD170, p/n 21825578 | 1 | Each
04-54-52930 | Sleeve PD170-2 for use with PD170, p/n 21825580 | 1 | Each
04-54-52931 | Fastener plate PD170-3 for use with PD170, p/n 21825579 | 1 | Each
04-54-52932 | Adaptor PD170-4 for standard seal, p/n 21825582 | 1 | Each
04-54-52933 | Adaptor PD170-6 for water immersion seal, p/n 21825583 | 1 | Each
04-54-52934 | Spanner PD239 for flange nuts, fuel Injection pump, p/n 21825984 | 2 | Each
04-54-52935 | Replacer tool PD206 \for pistons p/n 21825615 | 1 | Each
04-54-52936 | Piston position probe p/n PD221A p/n 21825947 | 1 | Each
04-54-52937 | Valve spring compressor PD6118B p/n 21825666 | 1 | Each
04-54-52938 | Stud adaptor PD6118-7 for use with PD6118B p/n 21825931 | 1 | Each
04-54-52939 | Screw adaptor PD6118-8 for use with PD6118B, p/n 21825932 | 1 | Each
04-54-52940 | Screw adaptor PD6118-9 for use with PD6118B, p/n 21825933 | 1 | Each
04-54-52941 | Universal timing gauge MS67B p/n 21825510 | 1 | Each
04-54-52942 | Adjustable cutters MS76-73B for valve seats, p/n 21825938 | 1 | Each
04-54-52943 | Handle MS76A for valve seat cutters, p/n 21825519 | 1 | Each
04-54-52944 | Timing gauge MS107 for Bosch fuel pump, p/n 21825526 | 1 | Each
04-54-52945 | SPECIALIST TOOLS FOR PERKINS ENGINE 3008 TAG4 - (figures 332-334) | 1 | LOT
04-54-52946 | Torque wrench (6 to 40 lbf ftl) p/n 21825846 | 1 | Each
04-54-52947 | Torque wrench (40 to 225 lbf ft) p/n 21825907 | 1 | Each
04-54-52948 | Torque wrench (40 to 225 lbf ft) p/n 21825907 | 1 | Each
04-54-52949 | SPARES PERKINS ENGINE 1006 TG2A ( 100 kVA ) - figures 2-88 | 1 | LOT
04-54-52950 | Cover joint p/n 3681C003 | 12 | Each
04-54-52951 | Cylinder head gasket p/n U5LT0179 | 24 | Each
04-54-52952 | Seal p/n 33817135 | 28 | Each
04-54-52953 | Gasket p/n 37467105 | 10 | Each
04-54-52954 | Gasket p/n 3688C017 | 10 | Each
04-54-52955 | Top joint and Gasket p/n U5LT0179 | 30 | Each
04-54-52956 | Bottom Joint and Gasket p/n U5LB0153 | 10 | Each
04-54-52957 | Valve guide p/n 3343F041 | 48 | Each
04-54-52958 | Exhaust valve Guide p/n 3343J021 | 48 | Each
04-54-52959 | Insert (Inlet) p/n 332400 | 48 | Each
04-54-52960 | Valve (inlet) p/n 3142L072 | 48 | Each
04-54-52961 | Valve (exhaust) p/n 3142A051 | 48 | Each
04-54-52962 | Insert (exhaust) p/n 3314A121 | 48 | Each
04-54-52963 | Seal p/n 33817117 | 96 | Each
04-54-52964 | Collets p/n 33173108 | 96 | Each
04-54-52965 | Piston ring (1 piston) p/n 4181A026 | 54 | Each
04-54-52966 | Piston p/n U5LL0039 | 48 | Each
04-54-52967 | Bearing big end p/n U5ME0003 | 12 | Each
04-54-52968 | Bush connecting rod p/n 31134131 | 48 | Each
04-54-52969 | Rear crankshaft seal p/n 2418F475 | 16 | Each
04-54-52970 | Joint p/n 3681T018 | 16 | Each
04-54-52971 | Short Block p/n YD39853 | 1 | Each
04-54-52972 | Spring p/n 31744133 | 18 | Each
04-54-52973 | Spring p/n 31745122 | 18 | Each
04-54-52974 | Valve Cap p/n 33424107 | 36 | Each
04-54-52975 | Front crankshaft seal p/n 2418F436 | 24 | Each
04-54-52976 | Joint p/n 3681P019 | 8 | Each
04-54-52977 | Cylinder liner p/n 3135X042 | 54 | Each
04-54-52978 | Camshaft bush for one engine p/n 31134165 | 12 | Each
04-54-52979 | Thrust washer 0.007 p/n 31137312 | 5 | Each
04-54-52980 | Rocker arm p/n 4115R305 | 12 | Each
04-54-52981 | Turbo charger p/n 2674A080 | 8 | Each
04-54-52982 | Turbo charger repair p/n 26741060 | 18 | Each
04-54-52983 | Oil pump p/n 4132F057 | 2 | Each
04-54-52984 | Joint p/n 3681M005 | 10 | Each
04-54-52985 | Fuel lift pump p/n ULPK0002 | 4 | Each
04-54-52986 | Repair fuel lift pump p/n ULPR0002 | 10 | Each
04-54-52987 | Fuel injection pump p/n 2643U604 | 3 | Each
04-54-52988 | Overhaul fuel injection pump p/n 26435794 | 12 | Each
04-54-52989 | Atomizer Complete (injector) p/n 2645L017 | 12 | Each
04-54-52990 | Atomizer Nozzle p/n 2645L615 | 120 | Each
04-54-52991 | Sealing washer p/n 921173 | 80 | Each
04-54-52992 | Tappet p/n 3142U031 | 8 | Each
04-54-52993 | Joint p/n 3685R007 | 8 | Each
04-54-52994 | Water pump p/n U5MW0160 | 6 | Each
04-54-52995 | Water pump repair p/n U7LW0151 | 20 | Each
04-54-52996 | Thermostat p/n 2485613 | 16 | Each
04-54-52997 | Joint p/n 3685F005 | 8 | Each
04-54-52998 | Alternator p/n 2871A165 | 6 | Each
04-54-52999 | Regulator alternator p/n 28710387 | 16 | Each
04-54-53000 | Rectifier p/n 28710395 | 16 | Each
04-54-53001 | V belt p/n 2614B658 | 20 | Each
04-54-53002 | Switch p/n 2848062 | 8 | Each
04-54-53003 | Oil pressure switch p/n 622-333 | 8 | Each
04-54-53004 | Water temp. Sender switch p/n 622-337 | 8 | Each
04-54-53005 | Engine spare parts manual - FOC | 2 | Each
04-54-53006 | Workshop manual (engine overhaul) - FOC | 2 | Each
04-54-53007 | 12 V EIM SR panel (engine interface module) p/n 630-138 | 6 | Each
04-54-53008 | Air filter p/n 26510342 | 290 | Each
04-54-53009 | Oil filter p/n 2654403 | 1160 | Each
04-54-53010 | Fuel filter p/n 26560143 | 580 | Each
04-54-53011 | Bearing 0.25 mm p/n U5ME0003A | 6 | Each
04-54-53012 | Bearing 0.50 mm p/n U5ME0003B | 6 | Each
04-54-53013 | Bearing 0.75 mm p/n U5ME0003C | 6 | Each
04-54-53014 | Thrust washer p/n 31137551 | 12 | Each
04-54-53015 | Thrust washer p/n 31137561 | 12 | Each
04-54-53016 | Bearing p/n U5MB0007 | 16 | Each
04-54-53017 | Bearing p/n U5MB0007A | 16 | Each
04-54-53018 | Bearing p/n U5MB0007B | 16 | Each
04-54-53019 | Bearing p/n U5MB0007C | 16 | Each
04-54-53020 | Crankshaft p/n ZZ90085 | 3 | Each
04-54-53021 | Conrod p/n ZZ90013 | 10 | Each
04-54-53022 | Rocker arm p/n 4115R306 | 12 | Each
04-54-53023 | Repair p/n 28730209 | 12 | Each
04-54-53024 | Drive p/n 28730267 | 4 | Each
04-54-53025 | Starter Solenoid p/n 28730210 | 6 | Each
04-54-53026 | Rotor p/n 28710397 | 2 | Each
04-54-53027 | Stator p/n 28710396 | 2 | Each
04-54-53028 | Heater Intake p/n 2666108 | 6 | Each
04-54-53029 | Pushrod p/n 31434307 | 24 | Each
04-54-53030 | Camshaft p/n 31416307 | 1 | Each
04-54-53031 | Camshaft Bush for one engine p/n 31134165 | 8 | Each
04-54-53032 | Crankshaft p/n ZZ90085 | 1 | Each
04-54-53033 | Thrust Washer 0.007 p/n 31137322 | 5 | Each
04-54-53034 | Camshaft p/n 31416307 | 1 | Each
04-54-53035 | Starter Motor p/n 2873B071 | 4 | Each
04-54-53036 | Complete Engine 1500 RPM 12V System, Electric Governor, for Alt Leroy Somer LSA44.2 L11/L12 | 1 | Each
04-54-53037 | SPARES PERKINS ENGINE 3008 TAG4 ( 500 kVA ) , (figures | 1 | LOT
04-54-53038 | Bottom overhaul p/n CVK617 | 8 | Each
04-54-53039 | Top overhaul p/n CVK565 | 10 | Each
04-54-53040 | Liner p/n CV19912 | 32 | Each
04-54-53041 | Bearing p/n KRP3105 | 4 | Each
04-54-53042 | Thrust Washer (0.013) p/n KRP3203/013 | 2 | Each
04-54-53043 | Thrust Washer p/n KRP3203 | 6 | Each
04-54-53044 | Oil seal p/n CV17404 | 8 | Each
04-54-53045 | Joint p/n CV20288 | 8 | Each
04-54-53046 | Hose p/n CV18848 | 4 | Each
04-54-53047 | Joint p/n CV20390 | 4 | Each
04-54-53048 | Piston p/n CV66887/1 | 32 | Each
04-54-53049 | Piston ring p/n CVK564 | 48 | Each
04-54-53050 | Bearing p/n KRP3007 | 10 | Each
04-54-53051 | Starter motor p/n CV65431 | 2 | Each
04-54-53052 | Front oil seal p/n CV17402 | 4 | Each
04-54-53053 | Guide p/n OE47573 | 64 | Each
04-54-53054 | Inlet valve p/n CV21058 | 32 | Each
04-54-53055 | Exhaust valve p/n CV24480 | 32 | Each
04-54-53056 | Valve insert (inlet) p/n CV20814 | 32 | Each
04-54-53057 | Valve insert (exhaust) p/n CV20815 | 32 | Each
04-54-53058 | Cotter p/n OE42571 | 16 | Each
04-54-53059 | Sleeve p/n CV14134 | 8 | Each
04-54-53060 | Joint p/n CV19949 | 8 | Each
04-54-53061 | Plate p/n CV1430 | 16 | Each
04-54-53062 | Injection pump p/n OX8232/A53 | 1 | Each
04-54-53063 | Injector p/n CV19736 | 40 | Each
04-54-53064 | Nozzle p/n CV19995 | 80 | Each
04-54-53065 | Seal p/n CV19937 | 80 | Each
04-54-53066 | Woodward, EPG Actuator S/No 12290681 p/n 8256-016 | 6 | Each
04-54-53067 | Brush p/n OD15415 | 40 | Each
04-54-53068 | O ring p/n OD15417 | 10 | Each
04-54-53069 | Bush p/n OD15399 | 8 | Each
04-54-53070 | Armature p/n OD21429 | 2 | Each
04-54-53071 | Coil p/n OD17273 | 2 | Each
04-54-53072 | Sleeve p/n OD19783 | 4 | Each
04-54-53073 | Oil seal p/n OD16755 | 10 | Each
04-54-53074 | Boot p/n OD16765 | 3 | Each
04-54-53075 | Drive p/n OD16758 | 2 | Each
04-54-53076 | Bush p/n OD15399 | 6 | Each
04-54-53077 | Solenoid switch p/n OD16764 | 6 | Each
04-54-53078 | Pump gasket p/n CV20290 | 4 | Each
04-54-53079 | Oil pump p/n CV19198 | 2 | Each
04-54-53080 | Water pump seal p/n CVK535 | 6 | Each
04-54-53081 | Water pump repair p/n CVK536 | 10 | Each
04-54-53082 | Hose p/n ST91204 | 2 | Each
04-54-53083 | Hose p/n ST91229 | 2 | Each
04-54-53084 | Hose p/n ST91209 | 2 | Each
04-54-53085 | Hose p/n ST91054 | 2 | Each
04-54-53086 | Hose p/n ST91130 | 2 | Each
04-54-53087 | Hose p/n CV18845 | 2 | Each
04-54-53088 | Hose p/n CV18846 | 2 | Each
04-54-53089 | Hose p/n ST91215 | 2 | Each
04-54-53090 | Oil seal p/n CV5330 | 2 | Each
04-54-53091 | Bearing roller p/n OE9817 | 2 | Each
04-54-53092 | Bearing ball p/n OE1382 | 2 | Each
04-54-53093 | Belt alternator p/n OE49886 | 4 | Each
04-54-53094 | Regulator p/n 28710439 | 22 | Each
04-54-53095 | Engine alternator p/n OE52770 | 2 | Each
04-54-53096 | Turbo charger p/n CV18504 | 2 | Each
04-54-53097 | Turbo charger p/n CV18504 | 2 | Each
04-54-53098 | Repair turbo p/n 26740710 | 10 | Each
04-54-53099 | Gasket p/n 26740751 | 6 | Each
04-54-53100 | Core p/n 26740749 | 1 | Each
04-54-53101 | Gasket p/n CV18825 | 15 | Each
04-54-53102 | Lift pump fuel p/n CV7303 | 4 | Each
04-54-53103 | Plunger p/n OD19641 | 1 | Each
04-54-53104 | Spring p/n OD17713 | 8 | Each
04-54-53105 | Valve p/n OD17717 | 8 | Each
04-54-53106 | Seal p/n OD17715 | 16 | Each
04-54-53107 | Low oil pressure switch p/n 622-333 | 6 | Each
04-54-53108 | Water sender unit (protection switch) p/n 622-351 | 6 | Each
04-54-53109 | Oil filter p/n CV2473 | 600 | Each
04-54-53110 | Fuel filter p/n OD19596 | 300 | Each
04-54-53111 | Air cleaner p/n CV20948 | 150 | Each
04-54-53112 | Perkins Spare Parts manual for SGE080014U1485G Model engine - FOC | 4 | Each
04-54-53113 | Bearing 0.010 p/n KRP3105/10 | 4 | Each
04-54-53114 | Bearing 0.020 p/n KRP3105/20 | 2 | Each
04-54-53115 | Bearing 0.030 p/n KRP3105/30 | 2 | Each
04-54-53116 | Bearing 0.040 p/n KRP3105/40 | 1 | Each
04-54-53117 | Bolt p/n CV24546 | 10 | Each
04-54-53118 | Crankshaft p/n CV20465 | 1 | Each
04-54-53119 | Conrod for Eng s/No 14U 1485G p/n CV24540/A2 | 8 | Each
04-54-53120 | Bearing 0.010 p/n KRP3007/010 | 4 | Each
04-54-53121 | Bearing 0.020 p/n KRP3007/020 | 2 | Each
04-54-53122 | Bearing 0.030 p/n KRP3007/030 | 1 | Each
04-54-53123 | Bearing 0.040 p/n KRP3007/040 | 1 | Each
04-54-53124 | Piston/Liner p/n CVK523/3 | 8 | Each
04-54-53125 | Cylinder Head p/n CV24520 | 2 | Each
04-54-53126 | Guide p/n OE47572 | 32 | Each
04-54-53127 | Seat p/n OE43262 | 32 | Each
04-54-53128 | Spring p/n CV11403 | 16 | Each
04-54-53129 | Bush p/n CV18354 | 16 | Each
04-54-53130 | Pushrod p/n CV285 | 16 | Each
04-54-53131 | Tappet p/n CV65451 | 16 | Each
04-54-53132 | Rocker arm p/n CV18384/1 | 8 | Each
04-54-53133 | Camshaft p/n CV24498 | 1 | Each
04-54-53134 | Camshaft p/n CV24651 | 1 | Each
04-54-53135 | Solenoid p/n OD16764 | 4 | Each
04-54-53136 | Joint p/n CV20290 | 4 | Each
04-54-53137 | Core p/n 26740749 | 8 | Each
04-54-53138 | Oil seal p/n ST10528 | 10 | Each
04-54-53139 | Priming Pump p/n OD20513 | 3 | Each
04-54-53140 | Engine Complete 1500 RPM 24V system Electronic Governor, flywheel | 1 | Each
04-54-53141 | Camshaft bushings p/n CV274 - PCS | 40 | Each
04-54-53142 | Woodward Speed Control p/n 8290-189 | 6 | Each
04-54-53143 | Engine Interface module, 24V Model EIM Plus Type 859769 p/n 630-089 | 3 | Each
04-54-53144 | SPECIALIST TOOLS for PERKINS ENGINES - 1006 TG2A/1006TAG/LJ50418 - (figures 197-228) | 1 | LOT
04-54-53145 | Remover/replacer PD1D for valve guides (main tool), p/n 21825478 | 1 | Each
04-54-53146 | Adaptor PD1D-1A for use with PD1D, p/n 21825479 | 1 | Each
04-54-53147 | Adaptor PD1C-8 for use with PD1D & PD1D-1A, p/n 21825482 | 1 | Each
04-54-53148 | Gauge PD41D for piston height and valve depth, p/n 21825496 | 2 | Each
04-54-53149 | Drive adaptor PD67-2, p/n 21825512 | 1 | Each
04-54-53150 | Gear adaptor PD67-3, p/n 21825513 | 1 | Each
04-54-53151 | Pointer PD67-4 for use with MS67B, p/n 21825514 | 1 | Each
04-54-53152 | Distance piece PD67-5 for Bosch pumps, p/n 21825515 | 1 | Each
04-54-53153 | Replacer tool PD145D for crankshaft rear oil seal, p/n 21825540 | 2 | Each
04-54-53154 | Remover / replacer PD150B for cyl.liner (main tool), p/n 21825543 | 1 | Each
04-54-53155 | Adaptors PD150B-17 for use with PD150B, p/n 21825551 | 1 | Each
04-54-53156 | Puller PD155C for camshaft & fuel pump gears, p/n 21825565 | 1 | Each
04-54-53157 | Adaptors PD155B5 for use with PD155C, p/n 21825930 | 1 | Each
04-54-53158 | Centralising tool PD163A for timing case cover, p/n 21825574 | 1 | Each
04-54-53159 | Crankshaft rotation adaptor PD165B, p/n 21825576 | 1 | Each
04-54-53160 | Replacer tool, timing case cover (main tool) PD170, p/n 21825577 | 1 | Each
04-54-53161 | Pressure plate PD170-1 for use with PD170, p/n 21825578 | 1 | Each
04-54-53162 | Sleeve PD170-2 for use with PD170, p/n 21825580 | 1 | Each
04-54-53163 | Fastener plate PD170-3 for use with PD170, p/n 21825579 | 1 | Each
04-54-53164 | Adaptor PD170-4 for standard seal, p/n 21825582 | 1 | Each
04-54-53165 | Adaptor PD170-6 for water immersion seal, p/n 21825583 | 1 | Each
04-54-53166 | Spanner PD239 for flange nuts, fuel Injection pump, p/n 21825984 | 2 | Each
04-54-53167 | Replacer tool PD206 for pistons, p/n 21825615 | 1 | Each
04-54-53168 | Piston position probe PD221A, p/n 21825947 | 1 | Each
04-54-53169 | Valve spring compressor PD6118B, p/n 21825666 | 1 | Each
04-54-53170 | Stud adaptor PD6118-7 for use with PD6118B, p/n 21825931 | 1 | Each
04-54-53171 | Screw adaptor PD6118-8 for use with PD6118B, p/n 21825932 | 1 | Each
04-54-53172 | Screw adaptor PD6118-9 for use with PD6118B, p/n 21825933 | 1 | Each
04-54-53173 | Universal timing gauge MS67B, p/n 21825510 | 1 | Each
04-54-53174 | Adjustable cutters MS76-73B for valve seats, p/n 21825938 | 1 | Each
04-54-53175 | Handle MS76A for valve seat cutters, p/n 21825519 | 1 | Each
04-54-53176 | Timing gauge MS107 for Bosch fuel pump, p/n 21825526 | 1 | Each
04-54-53177 | SPECIALIST TOOLS REQUIRED for PERKINS ENGINES - 3008 TAG4 - (figures 231-276) | 1 | LOT
04-54-53178 | Valve spring compressor p/n 21825739 | 1 | Each
04-54-53179 | Adaptor p/n 21825740 | 1 | Each
04-54-53180 | Stirrup p/n 21825741 | 1 | Each
04-54-53181 | Reamer for exhaust valve guides, p/n 21825755 | 1 | Each
04-54-53182 | Reamer for exhaust valve guides, p/n 21825756 | 1 | Each
04-54-53183 | Tool holder for face cutter reamers, p/n 21825785\ | 1 | Each
04-54-53184 | Face cutter p/n 21825787 | 1 | Each
04-54-53185 | Reamer p/n 21825788 | 1 | Each
04-54-53186 | Removal tool for fuel injector sleeves p/n 21825771 | 1 | Each
04-54-53187 | Tap p/n 21825773 | 1 | Each
04-54-53188 | Expander tool for injector sleeves, p/n 21825776 | 1 | Each
04-54-53189 | Height gauge p/n 21825782 | 1 | Each
04-54-53190 | Check plate for cylinder liners p/n 21825787 | 1 | Each
04-54-53191 | Removal tool for cylinder liners p/n 21825790 | 1 | Each
04-54-53192 | Guide studs p/n 21825809 | 0 | Each
04-54-53193 | Remover / replacer p/n 21825810 | 1 | Each
04-54-53194 | Guide studs p/n 21825811 | 1 | Each
04-54-53195 | Guide pin for connecting rods p/n 21825843 | 1 | Each
04-54-53196 | Retainers p/n 21825844 | 1 | Each
04-54-53197 | Torque wrench (6 to 40 lbf ft) p/n 21825846 | 1 | Each
04-54-53198 | Adaptor for slide hammer p/n 21825854 | 1 | Each
04-54-53199 | Remover tools for cup plugs p/n 21825855 | 1 | Each
04-54-53200 | Crankshaft bearing remover p/n 21825858 | 1 | Each
04-54-53201 | Remover / replacer p/n 21825859 | 1 | Each
04-54-53202 | Adaptor p/n 21825860 | 1 | Each
04-54-53203 | Drive handle p/n 21825861 | 1 | Each
04-54-53204 | Replacer for cup plugs p/n 21825866 | 1 | Each
04-54-53205 | Insert tool for valve seats p/n 21825867 | 1 | Each
04-54-53206 | Special torque wrench p/n 21825881 | 1 | Each
04-54-53207 | Adaptor for special torque wrench p/n 21825882 | 1 | Each
04-54-53208 | Ball type expander tool p/n 21825883 | 1 | Each
04-54-53209 | Remover tool for inlet valve guides p/n 21825885 | 1 | Each
04-54-53210 | Remover for exhaust valve guides p/n 21825886 | 1 | Each
04-54-53211 | Replacer for inlet valve guides p/n 21825887 | 1 | Each
04-54-53212 | Replacer for exhaust valve guides p/n 21825888 | 1 | Each
04-54-53213 | Extractor for valve bridge guides p/n 21825889 | 1 | Each
04-54-53214 | Cabin tool for valve bridges guides p/n 21825890 | 1 | Each
04-54-53215 | Holder p/n 21825892 | 1 | Each
04-54-53216 | Cutter for valve seal removed p/n 21825893 | 1 | Each
04-54-53217 | Rolling tool p/n 21825894 | 1 | Each
04-54-53218 | Removal tool for valve seat inserts p/n 21825896 | 1 | Each
04-54-53219 | Lapping tool p/n 21825902 | 1 | Each
04-54-53220 | Service for injector sleeve p/n 21825915 | 1 | Each
04-54-53221 | Torque wrench (40 to 225 lbf ft) p/n 21825907 | 1 | Each
04-54-53222 | Torque wrench (40 to 225 lbf ft) p/n 21825907 | 1 | Each
04-54-53223 | Remover / replacer p/n 27610005 | 1 | Each
04-54-53224 | Alignment tool p/n 27610008 | 1 | Each
04-54-53225 | Cylinder head, p/n 330170562 | 6 | Each
04-54-53226 | Outlet valve, p/n 330170511 | 45 | Each
04-54-53227 | Inlet valve, p/n 330170512 | 45 | Each
04-54-53228 | Rocker arm with bushing and washer, p/n 330170563 | 8 | Each
04-54-53229 | Cylinder head gasket, p/n 330170564 | 27 | Each
04-54-53230 | Valve cover gasket, p/n 330170371 | 12 | Each
04-54-53231 | Fuel feed pump, p/n 330170437 | 10 | Each
04-54-53232 | Fuel hose, p/n 330170565 | 1 | Each
04-54-53233 | Injector seal, p/n 330170097 | 48 | Each
04-54-53234 | Fuel return gasket, p/n 330170096 | 48 | Each
04-54-53235 | Injector complete, p/n 330170349 | 6 | Each
04-54-53236 | Injector nozzle, p/n 330170093 | 50 | Each
04-54-53237 | Adjusting washer T=1.45, p/n 330170547 | 4 | Each
04-54-53238 | Adjusting washer T=1.65, p/n 330170569 | 4 | Each
04-54-53239 | Adjusting washer T=1.55, p/n 330170567 | 4 | Each
04-54-53240 | Adjusting washer T=1.35, p/n 330170573 | 4 | Each
04-54-53241 | Adjusting washer T=1.40, p/n 330170574 | 4 | Each
04-54-53242 | Adjusting washer T=1.60, p/n 330170568 | 4 | Each
04-54-53243 | Adjusting washer T=1.25, p/n 330170571 | 4 | Each
04-54-53244 | Adjusting washer T=1.70, p/n 330170570 | 4 | Each
04-54-53245 | Adjusting washer T=1.30, p/n 330170572 | 4 | Each
04-54-53246 | Adjusting washer T=1.50, p/n 330170566 | 4 | Each
04-54-53247 | Fuel injection pump, p/n 330170525 | 4 | Each
04-54-53248 | Fuel injection pipe, p/n 330170575 | 1 | Each
04-54-53249 | Fuel injection pipe, p/n 330170576 | 1 | Each
04-54-53250 | Fuel injection pipe, p/n 330170577 | 1 | Each
04-54-53251 | Fuel injection pipe, p/n 330170578 | 1 | Each
04-54-53252 | Fuel injection pipe, p/n 330170579 | 1 | Each
04-54-53253 | Fuel injection pipe, p/n 330170580 | 1 | Each
04-54-53254 | Complete water pump, p/n 330170513 | 4 | Each
04-54-53255 | Thermostat, p/n 330170377 | 27 | Each
04-54-53256 | Oil pump complete, p/n 330170581 | 4 | Each
04-54-53257 | Gear (camshaft gear), p/n 330170582 | 1 | Each
04-54-53258 | Gear (injection pump gear), p/n 330170583 | 1 | Each
04-54-53259 | Gear (idler assy gear), p/n 330170584 | 1 | Each
04-54-53260 | Push rod, p/n 330170585 | 24 | Each
04-54-53261 | Tapped, p/n 330170586 | 8 | Each
04-54-53262 | Piston, p/n 330170534 | 24 | Each
04-54-53263 | Piston rings std, p/n 330170445 | 48 | Each
04-54-53264 | Big end bearing std, p/n 330170447 | 27 | Each
04-54-53265 | Connecting rod assembly, p/n 330170587 | 15 | Each
04-54-53266 | Bushing, p/n 330170588 | 8 | Each
04-54-53267 | Sealing ring (crankshaft end) front, p/n 330170589 | 12 | Each
04-54-53268 | Sealing ring (crankshaft end) rear, p/n 330170590 | 12 | Each
04-54-53269 | Complete gasket, p/n 330170508 | 8 | Each
04-54-53270 | Complete hose (upper), p/n 330170465 | 1 | Each
04-54-53271 | Complete hose (lower), p/n 330170466 | 1 | Each
04-54-53272 | Electric starter, p/n 330170448 | 4 | Each
04-54-53273 | Fuel shut off valve, p/n 330660083 | 4 | Each
04-54-53274 | Carbon brush (starter), p/n 330170472 | 4 | Each
04-54-53275 | Carbon brush (alternator), p/n 330170591 | 4 | Each
04-54-53276 | Big end bearing 0.25, p/n 330170592 | 18 | Each
04-54-53277 | Big end bearing 0.50, p/n 330170593 | 12 | Each
04-54-53278 | Big end bearing 0.75, p/n 330170594 | 12 | Each
04-54-53279 | Main crankshaft bearing, p/n 330170430 | 27 | Each
04-54-53280 | Main crankshaft bearing 0.25, p/n 330170595 | 18 | Each
04-54-53281 | Main crankshaft bearing 0.50, p/n 330170596 | 12 | Each
04-54-53282 | Main crankshaft bearing 0.75, p/n 330170597 | 12 | Each
04-54-53283 | Outlet valve guide, p/n 330170518 | 90 | Each
04-54-53284 | Inlet valve guide, p/n 330170519 | 90 | Each
04-54-53285 | Crankshaft complete, p/n 330170598 | 1 | Each
04-54-53286 | Piston assy with rings oversize 0.25, p/n 330170599 | 12 | Each
04-54-53287 | Piston assy with rings oversize 0.50, p/n 330170600 | 12 | Each
04-54-53288 | Spare parts catalogue, p/n 33519004101- FOC | 4 | Each
04-54-53289 | Workshop manual, p/n 33525006601- FOC | 4 | Each
04-54-53290 | Piston ring 1st oversize, p/n 330170604 | 30 | Each
04-54-53291 | Piston ring 2nd oversize, p/n 330170605 | 18 | Each
04-54-53292 | Thrust washer 1st oversize - included in item 43 - FOC | 27 | Each
04-54-53293 | Thrust washer 2nd oversize - included in item 43- FOC | 18 | Each
04-54-53294 | Camshaft, p/n 330170606 | 2 | Each
04-54-53295 | Valve spring, p/n 330170542 | 30 | Each
04-54-53296 | Valve collet, p/n 330170543 | 30 | Each
04-54-53297 | Valve seat (insert) inlet, p/n 330170523 | 12 | Each
04-54-53298 | Valve seat (insert) exhaust, p/n 330170524 | 12 | Each
04-54-53299 | Cam follower - included in item 43 - FOC | 24 | Each
04-54-53300 | Rocker gear (complete) - included in item 4 - FOC | 2 | Each
04-54-53301 | Radiator, p/n 330170485 | 2 | Each
04-54-53302 | Fan, p/n 330170469 | 2 | Each
04-54-53303 | V belt, p/n 330170365 | 3 | Each
04-54-53304 | Front oil seal - included in item 50 - FOC | 27 | Each
04-54-53305 | Rear oil seal - included in item 51 - FOC | 27 | Each
04-54-53306 | Oil pan, p/n 330170607 | 1 | Each
04-54-53307 | Charging altenator 12V, p/n 330170552 | 2 | Each
04-54-53308 | Ring flywheel, p/n 330170608 | 2 | Each
04-54-53309 | Oil pressure sending switch, p/n 330170609 | 10 | Each
04-54-53310 | Timing gear - included in items 33, 34 & 35 - FOC | 1 | Each
04-54-53311 | Maintenance manual, p/n 33522015501 - FOC | 4 | Each
04-54-53312 | EXHAUST VALVE, p/n JDR90692 | 24 | Each
04-54-53313 | INTAKE VALVE, p/n JDR98062 | 24 | Each
04-54-53314 | O-RING, p/n JDRE64290 | 10 | Each
04-54-53315 | ORING, p/n JDR106796 | 15 | Each
04-54-53316 | FUEL PUMP, p/n JDRE38009 | 4 | Each
04-54-53317 | O-RING, p/n JDRE65201 | 44 | Each
04-54-53318 | NOZZLE HOLDER, p/n JDRE36935 | 44 | Each
04-54-53319 | WATER PUMP, p/n JDRE503264 | 4 | Each
04-54-53320 | Seal, p/n JDRE52020 | 20 | Each
04-54-53321 | PISTON LINER, p/n JDRE24458 | 24 | Each
04-54-53322 | PISTON RING, p/n JDRE66820 | 24 | Each
04-54-53323 | BEARING, p/n JDAT21139 | 8 | Each
04-54-53324 | SEAL, p/n JDRE44574 | 16 | Each
04-54-53325 | SEAL, p/n JDAR67942 | 10 | Each
04-54-53326 | GASKET, p/n JDRE64291 | 10 | Each
04-54-53327 | MOTOR, p/n JDRE504009 | 2 | Each
04-54-53328 | SOLENOID, p/n JDRE503073 | 6 | Each
04-54-53329 | Bearing, p/n JDRE62673 | 6 | Each
04-54-53330 | REGULATOR, p/n JDAL65077 | 6 | Each
04-54-53331 | DIODE, p/n JDRE58515 | 6 | Each
04-54-53332 | O-RING, p/n JDR26286 | 100 | Each
04-54-53333 | GLOW PLUG, p/n JDRE502079 | 6 | Each
04-54-53334 | TOUCH SWITCH, p/n JDRE503867 | 4 | Each
04-54-53335 | SENDER, p/n JDRE503882 | 1 | Each
04-54-53336 | CARBON BRUSH, p/n JDRE62670 | 1 | Each
04-54-53337 | ORING, p/n JDR106796 | 12 | Each
04-54-53338 | O-RING, p/n JDAR65507 | 32 | Each
04-54-53339 | ENGINE CYLIND, p/n JDR515274 | 6 | Each
04-54-53340 | RETAINER, p/n JDR91889 | 48 | Each
04-54-53341 | ROTATOR, p/n JDRE60005 | 16 | Each
04-54-53342 | SPRING, p/n JDR26125 | 16 | Each
04-54-53343 | SEAL, p/n JDRE31617 | 64 | Each
04-54-53344 | VALVE SEAT IN, p/n JDR106831 | 20 | Each
04-54-53345 | INTAKE VALVE, p/n JDR97490 | 20 | Each
04-54-53346 | INTAKE VALVE, p/n JDR97491 | 20 | Each
04-54-53347 | EXHAUST VALVE, p/n JDR97492 | 20 | Each
04-54-53348 | EXHAUST VALVE, p/n JDR97493 | 20 | Each
04-54-53349 | VALVE SEAT IN, p/n JDR106829 | 20 | Each
04-54-53350 | CAMSHAFT, p/n JDRE55901 | 1 | Each
04-54-53351 | TAPPET, p/n JDT20073 | 8 | Each
04-54-53352 | PIN, p/n JDT20310 | 8 | Each
04-54-53353 | BUSHING, p/n JDR119874 | 8 | Each
04-54-53354 | ALTERNATOR, p/n JDRE506197 | 3 | Each
04-54-53355 | BELT, p/n JDT24473 | 16 | Each
04-54-53356 | CRANKSHAFT, p/n JDRE65224 | 1 | Each
04-54-53357 | BEARING, p/n JDAT21132 | 8 | Each
04-54-53358 | BEARING, p/n JDRE27352 | 36 | Each
04-54-53359 | BEARING, p/n JDRE27353 | 36 | Each
04-54-53360 | PISTON PIN, p/n JDRE63914 | 12 | Each
04-54-53361 | BEARING, p/n JDAT21138 | 36 | Each
04-54-53362 | Seal, p/n JDRE27349 | 20 | Each
04-54-53363 | Seal, p/n JDRE52020 | 1 | Each
04-54-53364 | SENSOR, p/n JDRE38028 | 4 | Each
04-54-53365 | FUEL INJECTION, p/n JDRE64243 | 2 | Each
04-54-53366 | SWITCH, p/n JDAT135260 | 6 | Each
04-54-53367 | TOUCH SWITCH, p/n JDRE63583 | 6 | Each
04-54-53368 | CYLINDER HEAD, p/n JDRE48615 | 2 | Each
04-54-53369 | EXHAUST VALVE, p/n JDR90692 | 72 | Each
04-54-53370 | INTAKE VALVE, p/n JDR98062 | 72 | Each
04-54-53371 | ROCKER ARM, p/n JDRE31973 | 8 | Each
04-54-53372 | WASHER, p/n JDT20316 | 8 | Each
04-54-53373 | O-RING, p/n JDRE64290 | 80 | Each
04-54-53374 | ORING, p/n JDR106796 | 40 | Each
04-54-53375 | FUEL PUMP, p/n JDRE38009 | 3 | Each
04-54-53376 | BULK HOSE, p/n JDTY22324 | 2 | Each
04-54-53377 | O-RING, p/n JDRE64292 | 40 | Each
04-54-53378 | INJECTION NO, p/n JDRE36939 | 400 | Each
04-54-53379 | FUEL INJECTION, p/n JDRE50809 | 2 | Each
04-54-53380 | FUEL LINE, p/n JDRE43284 | 2 | Each
04-54-53381 | FUEL LINE, p/n JDRE43285 | 2 | Each
04-54-53382 | FUEL LINE, p/n JDRE43286 | 2 | Each
04-54-53383 | FUEL LINE, p/n JDRE43287 | 2 | Each
04-54-53384 | WATER PUMP, p/n JDAR97708 | 4 | Each
04-54-53385 | Seal, p/n JDRE62658 | 50 | Each
04-54-53386 | THERMOSTAT, p/n JDRE501052 | 20 | Each
04-54-53387 | TAPPET, p/n JDT20073 | 16 | Each
04-54-53388 | PISTON LINER, p/n JDRE24458 | 20 | Each
04-54-53389 | PISTON RING, p/n JDRE66820 | 52 | Each
04-54-53390 | BEARING, p/n JDAT21139 | 32 | Each
04-54-53391 | CONNECTING ROD, p/n JDRE21076 | 12 | Each
04-54-53392 | PISTON PIN, p/n JDRE63913 | 12 | Each
04-54-53393 | SEAL, p/n JDRE44574 | 20 | Each
04-54-53394 | SEAL, p/n JDAR67942 | 20 | Each
04-54-53395 | GASKET, p/n JDRE64291 | 20 | Each
04-54-53396 | MOTOR, p/n JDRE504009 | 2 | Each
04-54-53397 | SOLENOID, p/n JDRE503073 | 8 | Each
04-54-53398 | BENDIDX DRIVE, p/n JDRE62672 | 8 | Each
04-54-53399 | Bearing, p/n JDRE62673 | 16 | Each
04-54-53400 | REGULATOR, p/n JDRE63497 | 10 | Each
04-54-53401 | DIODE, p/n JDRE58515 | 10 | Each
04-54-53402 | FUEL LINE, p/n JDRE58915 | 2 | Each
04-54-53403 | FUEL LINE, p/n JDRE56667 | 2 | Each
04-54-53404 | HYDRAULIC, p/n JDRE23181 | 2 | Each
04-54-53405 | GLOW PLUG, p/n JDRE502079 | 16 | Each
04-54-53406 | TOUCH SWITCH, p/n JDRE503867 | 4 | Each
04-54-53407 | SENDER, p/n JDRE503882 | 10 | Each
04-54-53408 | CARBON BRUSH, p/n JDRE62670 | 8 | Each
04-54-53409 | Carbon Brush, p/n JDRE27366 | 8 | Each
04-54-53410 | FUEL INJECTION, p/n JDRE64243 | 2 | Each
04-54-53411 | BEARING, p/n JDRE27352 | 24 | Each
04-54-53412 | BEARING, p/n JDAR81786 | 24 | Each
04-54-53413 | Alternator, p/n JDRE32203 | 20 | Each
04-54-53414 | Seal, p/n JDRE52020 | 2 | Each
04-54-53415 | ALTERNATOR, p/n JDRE506197 | 3 | Each
04-54-53416 | FILTER CAP, p/n JDRE42762 | 2 | Each
04-54-53417 | SEAL, p/n JDRE31617 | 48 | Each
04-54-53418 | PIN, p/n JDT20310 | 16 | Each
04-54-53419 | SPRING, p/n JDR26125 | 18 | Each
04-54-53420 | RETAINER, p/n JDR91889 | 36 | Each
04-54-53421 | ROTATOR, p/n JDRE60005 | 18 | Each
04-54-53422 | SWITCH, p/n JDAT85174 | 8 | Each
04-54-53423 | BUSHING, p/n JDR119874 | 6 | Each
04-54-53424 | CAP SCREW, p/n JDT23474 | 16 | Each
04-54-53425 | WASHER, p/n JDR32214 | 16 | Each
04-54-53426 | THRUST WASHER, p/n JDR78598 | 24 | Each
04-54-53427 | ENGINE CYLIND, p/n JDR515274 | 20 | Each
04-54-53428 | Bearing, p/n JDRE27351 | 24 | Each
04-54-53429 | BEARING, p/n JDRE27352 | 24 | Each
04-54-53430 | BEARING, p/n JDRE27353 | 24 | Each
04-54-53431 | BEARING, p/n JDAT21132 | 24 | Each
04-54-53432 | BEARING, p/n JDRE27348 | 30 | Each
04-54-53433 | Seal, p/n JDRE27349 | 8 | Each
04-54-53434 | Alternator, p/n JDRE27358 | 8 | Each
04-54-53435 | Seal, p/n JDRE27349 | 24 | Each
04-54-53436 | BEARING, p/n JDAT21138 | 8 | Each
04-54-53437 | SEAL, p/n JDRE31617 | 80 | Each
04-54-53438 | VALVE SEAT IN, p/n JDR106829 | 20 | Each
04-54-53439 | VALVE SEAT IN, p/n JDR106831 | 20 | Each
04-54-53440 | INTAKE VALVE, p/n JDR97490 | 20 | Each
04-54-53441 | INTAKE VALVE, p/n JDR97491 | 20 | Each
04-54-53442 | EXHAUST VALVE, p/n JDR97492 | 20 | Each
04-54-53443 | EXHAUST VALVE, p/n JDR97492 | 20 | Each
04-54-53444 | RETAINER, p/n JDR91889 | 72 | Each
04-54-53445 | ROTATOR, p/n JDRE60005 | 48 | Each
04-54-53446 | CAMSHAFT, p/n JDRE55901 | 1 | Each
04-54-53447 | BUSHING, p/n JDR119874 | 18 | Each
04-54-53448 | GREASE, p/n JDTY6333 | 30 | Each
04-54-53449 | CRANKSHAFT, p/n JDRE65224 | 2 | Each
04-54-53450 | BEARING, p/n JDAT21139 | 6 | Each
04-54-53451 | BEARING, p/n JDAT21132 | 6 | Each
04-54-53452 | O-RING, p/n JDAR65507 | 32 | Each
04-54-53453 | GASKET, p/n JDR119360 | 12 | Each
04-54-53454 | WATER PUMP, p/n JDAR97708 | 5 | Each
04-54-53455 | EXHAUST VALVE, p/n JDR90692 | 8 | Each
04-54-53456 | INTAKE VALVE, p/n JDR98062 | 8 | Each
04-54-53457 | ROCKER, p/n JDRE68695 | 8 | Each
04-54-53458 | GASKET, p/n JDR123542 | 2 | Each
04-54-53459 | FUEL PUMP, p/n JDRE68345 | 1 | Each
04-54-53460 | FUEL LINE, p/n JDRE60037 | 1 | Each
04-54-53461 | O-RING, p/n JDRE64292 | 2 | Each
04-54-53462 | INJECTION, p/n JDRE48786 | 12 | Each
04-54-53463 | FUEL INJECTION, p/n JDRE506965 | 1 | Each
04-54-53464 | FUEL LINE, p/n JDRE59447 | 1 | Each
04-54-53465 | TURBO CHARGER, p/n JDRE60076 | 1 | Each
04-54-53466 | WATER PUMP, p/n JDRE500737 | 1 | Each
04-54-53467 | WATER PUMP, p/n JDRE71240 | 2 | Each
04-54-53468 | THERMOSTAT, p/n JDRE64354 | 2 | Each
04-54-53469 | OIL PUMP, p/n JDRE504914 | 1 | Each
04-54-53470 | PUSH ROD, p/n JDR107731 | 4 | Each
04-54-53471 | CAM FOLLOWER, p/n JDR123565 | 8 | Each
04-54-53472 | PISTON LINER, p/n JDRE505112 | 8 | Each
04-54-53473 | PISTON RING, p/n JDRE66820 | 8 | Each
04-54-53474 | BEARING, p/n JDRE65168 | 8 | Each
04-54-53475 | CONNECTING ROD, p/n JDRE500608 | 4 | Each
04-54-53476 | BUSHING, p/n JDR114082 | 4 | Each
04-54-53477 | SEAL, p/n JDRE59810 | 2 | Each
04-54-53478 | SEAL, p/n JDRE44574 | 2 | Each
04-54-53479 | GASKET, p/n JDRE501455 | 2 | Each
04-54-53480 | MOTOR, p/n JDRE504009 | 1 | Each
04-54-53481 | MOTOR, p/n JDRE504009 | 1 | Each
04-54-53482 | SOLENOID, p/n JDRE503073 | 2 | Each
04-54-53483 | BENDIDX DRIVE, p/n JDRE62672 | 2 | Each
04-54-53484 | Bearing, p/n JDRE62673 | 2 | Each
04-54-53485 | REGULATOR, p/n JDRE63497 | 2 | Each
04-54-53486 | DIODE, p/n JDRE58515 | 4 | Each
04-54-53487 | FUEL LINE, p/n JDRE60037 | 1 | Each
04-54-53488 | FUEL LINE, p/n JDRE60025 | 1 | Each
04-54-53489 | OIL LINE, p/n JDRE503208 | 2 | Each
04-54-53490 | SEALING WASHE, p/n JDR74012 | 2 | Each
04-54-53491 | TOUCH SWITCH, p/n JDRE503867 | 2 | Each
04-54-53492 | O-RING, p/n JD51M7041 | 5 | Each
04-54-53493 | CARBON BRUSH, p/n JDRE62670 | 2 | Each
04-54-53494 | SEAL, p/n JDRE31617 | 20 | Each
04-54-53495 | Seal, p/n JDRE62658 | 20 | Each
04-54-53496 | CONNECTING ROD, p/n JDRE21076 | 8 | Each
04-54-53497 | CYLINDER HEAD, p/n JDRE57234 | 1 | Each
04-54-53498 | EXHAUST VALVE, p/n JDR90692 | 16 | Each
04-54-53499 | INTAKE VALVE, p/n JDR98062 | 16 | Each
04-54-53500 | ROCKER, p/n JDRE68695 | 8 | Each
04-54-53501 | WASHER, p/n JDT20316 | 4 | Each
04-54-53502 | GASKET, p/n JDR123542 | 8 | Each
04-54-53503 | FUEL PUMP, p/n JDRE68345 | 1 | Each
04-54-53504 | FUEL LINE, p/n JDRE60037 | 1 | Each
04-54-53505 | O-RING, p/n JDRE64292 | 10 | Each
04-54-53506 | INJECT10N, p/n JDRE48786 | 40 | Each
04-54-53507 | FUEL INJECTION, p/n JDRE506965 | 1 | Each
04-54-53508 | FUEL LINE, p/n JDRE59447 | 1 | Each
04-54-53509 | TURBO CHARGER, p/n JDRE60076 | 2 | Each
04-54-53510 | WATER PUMP, p/n JDRE500737 | 1 | Each
04-54-53511 | WATER PUMP, p/n JDRE71240 | 5 | Each
04-54-53512 | THERMOSTAT, p/n JDRE64354 | 6 | Each
04-54-53513 | OIL PUMP, p/n JDRE504914 | 1 | Each
04-54-53514 | PUSH ROD, p/n JDR107731 | 8 | Each
04-54-53515 | CAM FOLLOWER, p/n JDR123565 | 24 | Each
04-54-53516 | PISTON LINER, p/n JDRE505112 | 24 | Each
04-54-53517 | PISTON RING, p/n JDRE66820 | 48 | Each
04-54-53518 | BEARING, p/n JDRE65168 | 24 | Each
04-54-53519 | CONNECTING ROD, p/n JDRE500608 | 4 | Each
04-54-53520 | BUSHING, p/n JDR114082 | 4 | Each
04-54-53521 | SEAL, p/n JDRE59810 | 8 | Each
04-54-53522 | SEAL, p/n JDRE44574 | 8 | Each
04-54-53523 | GASKET, p/n JDRE501455 | 10 | Each
04-54-53524 | MOTOR, p/n JDRE504009 | 2 | Each
04-54-53525 | MOTOR, p/n JDRE504009 | 1 | Each
04-54-53526 | SOLENOID, p/n JDRE503073 | 4 | Each
04-54-53527 | BENDIDX DRIVE, p/n JDRE62672 | 4 | Each
04-54-53528 | Bearing, p/n JDRE62673 | 8 | Each
04-54-53529 | REGULATOR, p/n JDRE63497 | 6 | Each
04-54-53530 | DIODE, p/n JDRE58515 | 18 | Each
04-54-53531 | FUEL LINE, p/n JDRE60037 | 1 | Each
04-54-53532 | FUEL LINE, p/n JDRE60025 | 1 | Each
04-54-53533 | OIL LINE, p/n JDRE503208 | 3 | Each
04-54-53534 | SEALING WASHE, p/n JDR74012 | 6 | Each
04-54-53535 | TOUCH SWITCH, p/n JDRE503867 | 6 | Each
04-54-53536 | O-RING, p/n JD51M7041 | 5 | Each
04-54-53537 | CARBON BRUSH, p/n JDRE62670 | 5 | Each
04-54-53538 | SEAL, p/n JDRE31617 | 64 | Each
04-54-53539 | CYLINDER HEAD, p/n JDRE48615 | 1 | Each
04-54-53540 | EXHAUST VALVE, p/n JDR90692 | 48 | Each
04-54-53541 | INTAKE VALVE, p/n JDR98062 | 48 | Each
04-54-53542 | ROCKER ARM, p/n JDRE31973 | 8 | Each
04-54-53543 | WASHER, p/n JDT20316 | 4 | Each
04-54-53544 | O-RING, p/n JDRE64290 | 40 | Each
04-54-53545 | ORING, p/n JDR106796 | 20 | Each
04-54-53546 | FUEL PUMP, p/n JDRE38009 | 2 | Each
04-54-53547 | BULK HOSE, p/n JDTY22324 | 2 | Each
04-54-53548 | O-RING, p/n JDRE64292 | 20 | Each
04-54-53549 | INJECTION NO, p/n JDRE36939 | 150 | Each
04-54-53550 | FUEL INJECTION, p/n JDRE50809 | 1 | Each
04-54-53551 | FUEL LINE, p/n JDRE43284 | 1 | Each
04-54-53552 | FUEL LINE, p/n JDRE43285 | 1 | Each
04-54-53553 | FUEL LINE, p/n JDRE43286 | 1 | Each
04-54-53554 | FUEL LINE, p/n JDRE43287 | 1 | Each
04-54-53555 | WATER PUMP, p/n JDAR97708 | 2 | Each
04-54-53556 | Seal, p/n JDRE62658 | 20 | Each
04-54-53557 | THERMOSTAT, p/n JDRE501052 | 10 | Each
04-54-53558 | TAPPET, p/n JDT20073 | 16 | Each
04-54-53559 | PISTON LINER, p/n JDRE24458 | 12 | Each
04-54-53560 | PISTON RING, p/n JDRE66820 | 24 | Each
04-54-53561 | BEARING, p/n JDAT21139 | 16 | Each
04-54-53562 | CONNECTING ROD, p/n JDRE21076 | 8 | Each
04-54-53563 | PISTON PIN, p/n JDRE63913 | 8 | Each
04-54-53564 | SEAL, p/n JDRE44574 | 10 | Each
04-54-53565 | SEAL, p/n JDAR67942 | 10 | Each
04-54-53566 | GASKET, p/n JDRE64291 | 10 | Each
04-54-53567 | MOTOR, p/n JDRE504009 | 1 | Each
04-54-53568 | SOLENOID, p/n JDRE503073 | 4 | Each
04-54-53569 | BENDIDX DRIVE, p/n JDRE62672 | 4 | Each
04-54-53570 | Bearing, p/n JDRE62673 | 6 | Each
04-54-53571 | REGULATOR, p/n JDRE63497 | 4 | Each
04-54-53572 | DIODE, p/n JDRE58515 | 4 | Each
04-54-53573 | FUEL LINE, p/n JDRE58915 | 1 | Each
04-54-53574 | FUEL LINE, p/n JDRE56667 | 1 | Each
04-54-53575 | HYDRAULIC, p/n JDRE23181 | 1 | Each
04-54-53576 | O-RING, p/n JDR26286 | 100 | Each
04-54-53577 | GLOW PLUG, p/n JDRE502079 | 6 | Each
04-54-53578 | TOUCH SWITCH, p/n JDRE503867 | 2 | Each
04-54-53579 | SENDER, p/n JDRE503882 | 4 | Each
04-54-53580 | CARBON BRUSH, p/n JDRE62670 | 4 | Each
04-54-53581 | Carbon Brush, p/n JDRE27366 | 8 | Each
04-54-53582 | FUEL INJECTION, p/n JDRE64243 | 2 | Each
04-54-53583 | BEARING, p/n JDRE27352 | 12 | Each
04-54-53584 | BEARING, p/n JDAR81786 | 12 | Each
04-54-53585 | Alternator, p/n JDRE32203 | 15 | Each
04-54-53586 | Seal, p/n JDRE52020 | 1 | Each
04-54-53587 | ALTERNATOR, p/n JDRE506197 | 1 | Each
04-54-53588 | FILTER CAP, p/n JDRE42762 | 2 | Each
04-54-53589 | SEAL, p/n JDRE31617 | 36 | Each
04-54-53590 | PIN, p/n JDT20310 | 16 | Each
04-54-53591 | SPRING, p/n JDR26125 | 12 | Each
04-54-53592 | RETAINER, p/n JDR91889 | 24 | Each
04-54-53593 | ROTATOR, p/n JDRE60005 | 12 | Each
04-54-53594 | SWITCH, p/n JDAT85174 | 8 | Each
04-54-53595 | BUSHING, p/n JDR119874 | 3 | Each
04-54-53596 | CAP SCREW, p/n JDT23474 | 8 | Each
04-54-53597 | WASHER, p/n JDR32214 | 8 | Each
04-54-53598 | ENGINE CYLIND, p/n JDR515274 | 10 | Each
04-54-53599 | Bearing, p/n JDRE27351 | 12 | Each
04-54-53600 | BEARING, p/n JDRE27352 | 12 | Each
04-54-53601 | BEARING, p/n JDRE27353 | 12 | Each
04-54-53602 | BEARING, p/n JDAT21132 | 12 | Each
04-54-53603 | BEARING, p/n JDRE27348 | 18 | Each
04-54-53604 | Seal, p/n JDRE27349 | 4 | Each
04-54-53605 | Alternator, p/n JDRE27358 | 4 | Each
04-54-53606 | Seal, p/n JDRE27349 | 12 | Each
04-54-53607 | BEARING, p/n JDAT21138 | 8 | Each
04-54-53608 | SEAL, p/n JDRE31617 | 64 | Each
04-54-53609 | VALVE SEAT IN, p/n JDR106829 | 12 | Each
04-54-53610 | VALVE SEAT IN, p/n JDR106831 | 12 | Each
04-54-53611 | INTAKE VALVE, p/n JDR97490 | 12 | Each
04-54-53612 | INTAKE VALVE, p/n JDR97491 | 12 | Each
04-54-53613 | EXHAUST VALVE, p/n JDR97492 | 12 | Each
04-54-53614 | EXHAUST VALVE, p/n JDR97492 | 12 | Each
04-54-53615 | RETAINER, p/n JDR91889 | 48 | Each
04-54-53616 | ROTATOR, p/n JDRE60005 | 32 | Each
04-54-53617 | CAMSHAFT, p/n JDRE55901 | 1 | Each
04-54-53618 | BUSHING, p/n JDR119874 | 12 | Each
04-54-53619 | GREASE, p/n JDTY6333 | 30 | Each
04-54-53620 | CRANKSHAFT, p/n JDRE65224 | 1 | Each
04-54-53621 | BEARING, p/n JDAT21139 | 3 | Each
04-54-53622 | BEARING, p/n JDAT21132 | 3 | Each
04-54-53623 | O-RING, p/n JDAR65507 | 16 | Each
04-54-53624 | GASKET, p/n JDR119360 | 6 | Each
04-54-53625 | WATER PUMP, p/n JDAR97708 | 2 | Each
04-54-53626 | EXHAUST VALVE, p/n JDR90692 | 12 | Each
04-54-53627 | INTAKE VALVE, p/n JDR98062 | 12 | Each
04-54-53628 | ROCKER, p/n JDRE68695 | 8 | Each
04-54-53629 | WASHER, p/n JDT20316 | 4 | Each
04-54-53630 | GASKET, p/n JDR123542 | 4 | Each
04-54-53631 | FUEL PUMP, p/n JDRE68345 | 1 | Each
04-54-53632 | FUEL LINE, p/n JDRE60037 | 1 | Each
04-54-53633 | O-RING, p/n JDRE64292 | 5 | Each
04-54-53634 | INJECT10N, p/n JDRE48786 | 20 | Each
04-54-53635 | FUEL INJECTION, p/n JDRE506965 | 1 | Each
04-54-53636 | FUEL LINE, p/n JDRE59447 | 1 | Each
04-54-53637 | TURBO CHARGER, p/n JDRE60076 | 1 | Each
04-54-53638 | WATER PUMP, p/n JDRE500737 | 1 | Each
04-54-53639 | WATER PUMP, p/n JDRE71240 | 2 | Each
04-54-53640 | THERMOSTAT, p/n JDRE64354 | 4 | Each
04-54-53641 | OIL PUMP, p/n JDRE504914 | 1 | Each
04-54-53642 | PUSH ROD, p/n JDR107731 | 8 | Each
04-54-53643 | CAM FOLLOWER, p/n JDR123565 | 12 | Each
04-54-53644 | PISTON LINER, p/n JDRE505112 | 12 | Each
04-54-53645 | PISTON RING, p/n JDRE66820 | 24 | Each
04-54-53646 | BEARING, p/n JDRE65168 | 24 | Each
04-54-53647 | CONNECTING ROD, p/n JDRE500608 | 4 | Each
04-54-53648 | BUSHING, p/n JDR114082 | 4 | Each
04-54-53649 | SEAL, p/n JDRE59810 | 4 | Each
04-54-53650 | SEAL, p/n JDRE44574 | 4 | Each
04-54-53651 | GASKET, p/n JDRE501455 | 5 | Each
04-54-53652 | MOTOR, p/n JDRE504009 | 1 | Each
04-54-53653 | MOTOR, p/n JDRE504009 | 1 | Each
04-54-53654 | SOLENOID, p/n JDRE503073 | 2 | Each
04-54-53655 | BENDIDX DRIVE, p/n JDRE62672 | 2 | Each
04-54-53656 | Bearing, p/n JDRE62673 | 4 | Each
04-54-53657 | REGULATOR, p/n JDRE63497 | 2 | Each
04-54-53658 | DIODE, p/n JDRE58515 | 8 | Each
04-54-53659 | FUEL LINE, p/n JDRE60037 | 1 | Each
04-54-53660 | FUEL LINE, p/n JDRE60025 | 1 | Each
04-54-53661 | OIL LINE, p/n JDRE503208 | 2 | Each
04-54-53662 | SEALING WASHE, p/n JDR74012 | 3 | Each
04-54-53663 | TOUCH SWITCH, p/n JDRE503867 | 3 | Each
04-54-53664 | O-RING, p/n JD51M7041 | 5 | Each
04-54-53665 | CARBON BRUSH, p/n JDRE62670 | 2 | Each
04-54-53666 | SEAL, p/n JDRE31617 | 32 | Each
Note on A310: Administrator: 1234 added 13 Oct 00
Note on A417: Administrator: 1235 added 13 Oct 00
Note on A801: Administrator: 1237 added 13 Oct 00