## Ph VII 02-07
Code No. | Commodity | Supplier | QTY
NORTH
02-07-0001 | Spare parts for Oxygen concentrator OXYMAT 2 SUP/97/43928/13 | Fleischhacker, Germany
| * Oxygen nasal cannula, double outlet, with ear clips and connecting hose | WM 1929 | 300
| * Connecting hose, 20m | WM 12330 | 4
| * Extension hose for oxygen nasal cannula, 3m | WM 5720 | 20
| * Gasket (for wing nut) | WM 1145/31 | 4
| * Gasket for bubbler humidifier | WM 1145/93 | 4
| * Oxygen nasal cannula, single outlet, with silicone seal and connecting hose | WM 1960 | 300
02-07-0002 | ECG, 3-channel, Remco model Delta 3 Plus, PO No.: SUP/98/08582/1 | Fleischhacker, Germany
| * Patient cable (12 leads) complete with skin electrodes |  | 6
| * LCD Display | 5802192 | 1
| * Battery | 7741709 | 2
| * Display / Panel board | 5802206 | 2
02-07-0003 | Clinical Chemistry Analyzer, model Targa BT 3000, SUP/97/26098/1 | Cliniline S.A, Switzerland
| * Monthly Replacement Kit # Bt 3000 I.S.E & Dilute Mod. (Vers."A" & "B") | 662.0736 | 8
| * Quarterly Replacement Kit # I.S.E & Diluter Modules, Bt 3000 (Vers. "A") | 662.0735 | 6
| * Lamp | 330.9321 | 2
| * Glass Barrel 0.5ml | 662.0143A | 2
| * Glass Barrel 2.5ml | 662.0144A | 2
| * Sealing Grommet | 300.5664A | 3
| * Washing Piston | 2586 | 3
| * Hydrophobic Filter | 330.9651 | 10
| * Hose Barb | 330.9651B | 10
02-07-0004 | Spare parts for inhalation anaesthesia machine, Draeger, SUP/98/24006/2 | Draeger - Germany
| * O2 sensor | " | 6
| * Drager Sorb 800 10L container | " | 3
| * Anaesthesia mask adult | " | 6
| * Anaesthesia mask child | " | 6
| * Breathing hoses | " | 30
| * Fresh-gas hose | " | 6
| * Ventilator hose | " | 6
| * Microbial filters | " | 30
| * Y-piece (connecting breathing hoses) | " | 6
| * Breathing bag | " | 6
| * Flow sensor | " | 6
02-07-0005 | Spare parts for Cardiotocography, Fetetrack 260, SUP/99/01434/3 | Medical group - Netherlands
| * Fetal heart transducer | " | 4
| * UA transducer | " | 4
02-07-0006 | Spare parts for Erbotom HF -surgery Unit ICC 300, SUP/98/08582/1 | Fleischhacker, Germany
| * Electrode handle with two buttoms | 20190-045 | 20
| * Cord for electrode handle 3 mtrs |  | 20
| * Neutral electrode, disposable (Patient Plates), Erbe Nessy plate 170 | 20193-074 | 1000
| * Two-pedal Foot switch | 20189-009 | 2
| * Needle electrode-straight 22mm |  | 20
| * relays-board, order no. 30128-352 |  | 1
| * Sensor-board, order no. 30128-561 |  | 1
| * ST-power-stage, order no. 30128-555 |  | 1
| * CPU PCB, order no. 30128-052 |  | 2
| * Mother board, order no. 30128-394 |  | 2
| * Display board, order no. 30128-372 |  | 2
| * Upper wiring module, order no. 30128-479 |  | 1
| * Control board PCB, order no. 30128-357 |  | 1
| * Cart with one drawer | 20185-101 | 4
02-07-0007 | Spare part for Tumble dryer, 380V 50Hz, model 500T | Electrolux - Sewden
| * Control panel board | " | 2
02-07-0008 | Spare parts for Stress Test ECG, Delta 60 plus, REMCO, SUP/97/43928/12 | Medical group - Netherlands
| * Monitor | " | 2
| * Battery | " | 2
| * Patient cable complete | 895.0511 | 2
| * Connecting cable Delta plus | PC(RS232) 895.0524 | 2
| * Connecting cable Delta plus | STS400 - 895.0492 | 2
| * Printing paper, 100 pack |  | 100 pack
02-07-0009 | Spare parts for Infant incubator V-85 Atom | Atom medical - Japan
| * Incubator temperature sensor | " | 6
| * Internal circulation sensor | " | 6
| * Overtemperature sensor | " | 6
02-07-0010 | Microwave therapy apparatus, model: 706 | Siemens - Germany
* Instrument (#: EE 543 47 18 946)
| * patient cable |  | 3
| * switch | EE5434718979 | 3
02-07-0011 | Head complete with rotor model 68LDN for Bien Air contra-angle CA 1132 / 133.27.01 | Bien Air - Swiss | 4
02-07-0012 | Spare lamp 120V 30W for microscope Olympus model CH-2 | Olympus | 10
02-07-0013 | Oil spray bottles with adapter for W&H "turbines 700 series and contra-angles" | W&H - Burmoos, Austria | 50
02-07-0014 | Pressure monitor, Intracranial with complete set and 3 additional transducers + set of accessories for 2 years of operation, 220V 50Hz | Spiegelberg GmbH & Co KG - Germany | 5
02-07-0015 | Lithotripter, complete with accessories and options, installation by the supplier, maintenance & spare parts for 2 years + additional 2 shock wave heads, training for one doctor and one engineer, service & operation manuals in English | the DOH ask for Dornier but for service mattersit would be better to supply from Siemens | 1
02-07-0016 | TUR-P, Trans-urtnel Resection prostactrets /Urology/ complete with all accessories, consumables and spares for two years of operation, abroad training for two doctors & installation by the supplier, 220V | any supplier | 1
02-07-0017 | Oxygen Plant, production per day 50 large cylinder x 240 cubic feet volume capacity = 12000 cubic feet with a cylinder pressure of 120 pounds per square, 300 day/year. installation, training for one technician by the supplier, and 4 years maintenance and recommended spare parts, consumables and all needed accessories. | VAMED, Daumegasse 5, A-1100 Vianna, Asturia | 1
02-07-0018 | Gynaecology hysteroscope, diagnostic and operative, complete set with Hysteroflator with all options, accessories and spares for one year | Drehmann - Germany | 1
02-07-0019 | Ultrasonic scanner Obstetric/Gynecologic, colored, examinations real-time machine, complete with all features, probes, accessories, consumables and spares for two years, with Video printer, installation by the supplier and abroad training for one doctor & one engineer, manuals in English | Siemens | 1
02-07-0020 | Phacoemulcificator unit Ultrasound for distruction of lenses (cataract exraction), with all accessories and spare parts for 2 years, training for engineer and doctor on operation and service, service & operation manuals in English. | any supplier | 1
02-07-0021 | Bronchoscope, Flexible for adult with Light Source with 10 spare bulb, Suction pump with extra bottle and plastic lines, Manual Disinfector with extra liquid for Disinfector, all essential accessories or consumable for two years of operation, 10 biopsy forceps, service & operation manuals in English | Olympus | 1
02-07-0022 | Bronchoscope, Flexible for pediatric with Light Source with 10 spare bulb, Suction pump with extra bottle and plastic lines, Manual Disinfector with extra liquid for Disinfector, all essential accessories or consumable for two years of operation, 10 biopsy forceps, service & operation manuals in English | Olympus | 1
02-07-0023 | Oxygen therapy set, complete with adult & child face masks | any supplier | 50
02-07-0024 | Ambulatory Infusion pump insulin, digital with consumables and spare parts for 2 years | Baxter / Becton Dickinson | 20
02-07-0025 | Bloodbank Refrigerator, 220V 50Hz normal size | Lec company - England | 5
02-07-0026 | Panoramic dental X-ray, Cranex 3+ with all accessories, installation by the supplier and abroad training for one doctor and one engineer on operation and maintenance, service and operation manuals in English, 220V 50Hz | Soredex orion corporation - Finland | 1
02-07-0027 | Gastroscope, adult with Light Source CLV-U20 with 10 spare bulb, Suction pump KV-4 with extra bottle and plastic lines, Manual Disinfector TD-20 with extra liquid for Disinfector, all essential accessories or consumables for two years of operation, 10 biopsy forceps, Olympus GIF-XQ30 | Olympus | 2
02-07-0028 | Gastroscope, pediatric, Light Source CLV-U20 with 10 spare bulb, Suction pump KV-4 with extra bottle and plastic lines, Manual Disinfector TD-20 with extra liquid for Disinfector, all essential accessories or consumables for two years of operation + 10 biopsy forceps | Olympus | 2
02-07-0029 | Spirometer diagnostic complete with computer and all accessories and spare parts for two years + additional tranducers, training for one doctor, service and operation manuals in English, 220V 50Hz | Schiller/Switzerland, Medical Graphics GmbH/Germany | 2
02-07-0030 | ECG monitor (neonatal) complete with all accessories, consumables and spares for two years + 4 additional patient cables, manuals in English | BCI international 6200 | 2
02-07-0031 | Ionotophoresis unit, Sweat test, complete with all accessories and spare parts for 2 years, service and operation manuals in English, 220V 50Hz | Scandipharm Inc - UK | 1
02-07-0032 | Water distiller, fully automated, capacity 8 litre, model 2004, with 10 heating element and other needed spare parts, 220V 50Hz | Sandberg & Schneidewind - Germany | 10
02-07-0033 | Electrocardiograph machine with LCD display, built in stress testing, 12 leads complete with all accessories and consumables(gel & paper) for two years, 4 additional patient leads, 4 additional batteries, 220V, model Cardiovit AT-60 | Schiller - Switzerland | 3
02-07-0034 | Disinfection lamp (UV) with fan, mobile, with all accessories, spares and options for one year of operationmodel ITKALUX BT 90S | ITKA instrumentarium corp. - Finland | 4
02-07-0035 | Yag Laser & ophthalmic light /coagulator complete with all accessories, spares and consumables for one year of operation, installation and training by the supplier, 220V, service and operation manuals in English | Zeiss, Oberkochen | 1
02-07-0036 | Air cleaner, high-efficiency-filter, mobile with all accessories, consumables and spares for 2 years of operation | any supplier | 8
02-07-0037 | Orthopedic traction table complete with all accessories and option features, Maquet model 1417 | Maquet AG - Germany | 1
02-07-0038 | Arthroscope set complete, with all instruments | Drehmann or Richard Wolf | 1 set
02-07-0039 | Ophthalmic Ultra sonography complete with all accessories, spares for 2 years of operation, installation and training by the supplier | any supplier | 1
02-07-0040 | Tumble dryer, complete with spare parts for 2 years, capacity load not less than 50 kg, 380V 50Hz, model 500T | Electrolux - Sweden | 4
02-07-0041 | Washer-exractor, complete with spare parts for 2 years, capacity load not less than 50 kg, 380V 50Hz, model W230 | Electrolux - Sweden | 4
02-07-0042 | Clinical chemistry analyzer, with spare parts and reagents for 2 years of operation + two years of periodic maintenance kits, installation and training by the supplier, model Targa BT 3000, service and operation manuals in English | Cliniline S.A, Switzerland | 4
02-07-0043 | Sinks, surgical scrub dispenses water for handwashing, Floor mounting, knee dispenser activation, 3 washing bays, 220V, complete with all installation parts and options and service manuals in english, spare parts for two years | Sakura finetechnical | 4
02-07-0044 | Sinks, surgical scrub dispenses water for handwashing, Floor mounting, knee dispenser activation, 2 washing bays, 220V, complete with all installation parts and options and service manuals in english, spare parts for two years | Sakura finetechnical | 2
02-07-0045 | Ecocardiograph colored general purpose unit with all available features and Probes convex 3.5 MHZ, Linear 7.5MHZ, Endovainal 6 MHZ | Siemens | 2
-B/M scan
-Convex and linear scanning
-Depth 20cm
-Frame rate not les than 22 frames / second
-Track ball
-9 Inch monitor
-2 Probe sector
-Video printer
-paper thermosensitive (600roll)
-Gel tube /250g (900tube)
-Power supply 220 V, 50Hz
-Set of recommended spare parts for two years + additional transducers as spare
-Set of disposable, consumable and essantial accessories for two years
-Service and operation manuals in English
-Training for one engineer and three doctors for at least one month
-Installation by the supplier
02-07-0046 | Cystoscopy set different size, complete with all accessories and consumables for one year of operation, training for one doctor on the application and one engineer on service, autoclavable Telescopes, manuals in English | Olympus | 2
02-07-0047 | Hematology Analyzer, QBC Auto Read Plus, complete with all reagents consumables, accessories and spare parts for one year. Installation & Training by the supplier for the users and engineers. | Becton Dickinson, France | 5
02-07-0048 | Ultrasound probe, Linear transducer 7.5MHz for the Sonoline Prima | Siemens AG - Germany | 1
02-07-0049 | X-ray film duplicator complete with all accessories and spares for 2 years | Agfa | 1
02-07-0050 | Fetal monitor, cardiotocograph, digital with additional 4 fetal heart transducers & 4 UA transducers with consumables (papers & gel) for two years, model Fetatrack 260, service and operation manuals in English | Medical export group | 2
02-07-0051 | Audiometer, Maico model: MA 790, complete with accessories and consumables for two years of operation, service & operation manuals in English | Maico Audiometer, GmbH Berlin - Germany | 1
Dental Forceps (Extracting forceps)
02-07-0052 | Upper anterior forceps | any supplier | 60
02-07-0053 | Upper premolar forceps | any supplier | 60
02-07-0054 | Upper molar forceps (R.L) | any supplier | 120
02-07-0055 | Upper wisdam forceps | any supplier | 60
02-07-0056 | Upper roat forceps | any supplier | 60
02-07-0057 | Lower anterior forceps | any supplier | 60
02-07-0058 | Lower premolar forceps | any supplier | 60
02-07-0059 | Lower molar forceps | any supplier | 120
02-07-0060 | Lower wisdam forceps | any supplier | 60
02-07-0061 | Lower Roat forceps | any supplier | 60
02-07-0062 | Child forceps set complete | any supplier | 40
02-07-0063 | Chatul Forceps | any supplier | 40
02-07-0064 | Bone cutter forceps | any supplier | 40
Dental elevator
02-07-0065 | Stright elevator | any supplier | 60
02-07-0066 | Crayer elevator (R.L) | any supplier | 80
02-07-0067 | Apexo elevator (R.L) | any supplier | 60
02-07-0068 | Chiesel elevator | any supplier | 40
Matrix retaner
02-07-0069 | Matrix retaner no. 1 | any supplier | 20
02-07-0070 | Matrix retaner no. 8 | any supplier | 20
02-07-0071 | Ophthalmoscope, battery operated, Ophthalmic diagnostic instruments, K180, with 10 spare bulb | HEINE diagnostic instruments 'Master catalogue' - Germany | 5
02-07-0072 | Light cure dental with: spectral range 400-500nm, timer: 30/40/60 sec, 10 spare bulb, protection filter, 15 additional light-guides | Nouvag GmbH - Konstanz /Germany | 6
02-07-0073 | Tester device for the spectral range of the light cure dental | any supplier | 2
02-07-0074 | Amalgam Mixer, Degussa, Dentomat 3, complete with all accessories, D/E code: 150010 | Dental Express, The complete Dental Supplies Catalogue | 10
02-07-0075 | EMS suction unit with accessories for 2 years, order no. ML9500 | EMS catalogue | 1
02-07-0076 | Fetal heart doppler, complete set with gel, accessories and spare parts for two years of operation, model: Sonicaid / Oxford | Oxford instruments GmbH, Wiesbaden - Germany | 8
02-07-0077 | Portable monitoring and recording apparatus, complete with all accessories, consumables and spares for 2 years, Datex Ohmeda Light monitor, 220V 50Hz | Datex Ohmeda Division-Finland (medko catalogue) | 4
02-07-0078 | Trial lens set + trial-frame | Medical group - Netherland | 3 set
02-07-0079 | Orthopedic screws, cancellons and corticall all sizes, set | any supplier | 15
02-07-0080 | Orthopedic Bone Lever No.6 | any supplier | 8
02-07-0081 | Orthopedic Reamer set | any supplier | 1 set
02-07-0082 | Orthopedic Bone holder no. 4 (large, small sizes) | any supplier | 6
02-07-0083 | Orthopedic Flexible reamer | any supplier | 2 set
02-07-0084 | Orthopedic external fixation set (Surgical) A-O | any supplier | 15
02-07-0085 | Suction cuvettage set complete with all accessories | any supplier | 2
02-07-0086 | Aluminium, 75metresx450mm, order no. AL200-14 | Patterson scientific, Lab. equipment Catalogue | 10 roll
02-07-0087 | Anaerobic jar, with all accessories and spares for 2 years order no. AN200-10 | " | 2
02-07-0088 | Balance, digital, Sartorius model BP310S, order no. BD145-46 | " | 2
02-07-0089 | Balance, electronic, digital, Sartorius, model BP121S | Sartorius GmbH - Germany | 1
02-07-0090 | Laryngoscope set with 3 blades, Mcintosh set + 6 spare bulb for each set | Fleischhacker - Germany | 10
02-07-0091 | Laryngoscope with blade No. 5, with 6 spare bulb | Fleischhacker - Germany | 2
02-07-0092 | Physiological Patient Monitor (ECG, Temp., NIBP, SpO2, Resp.) with complete set of accessories, disposable and spares for one year of operation | Nihon Kohden or Schiller | 3
02-07-0093 | Burner, order no. BY250-10 | Patterson scientific, Lab. equipment Catalogue | 5
02-07-0094 | Counter, CW650-10 | " | 2
02-07-0095 | Gauzes, iran wire, GK 600-15 | " | 10
02-07-0096 | Blank labels, LA 215-30, size 12x44mm | " | 7 pack
02-07-0097 | Ink Markers, Berol, order no. LA550-10, LA550-15, LA550-25 & LA550-30 | " | 3 packs
02-07-0098 | Ink markers, Pentel, LA545-10, pack of 12 |  | 1 pack
02-07-0099 | Desk lamp, order no. LM 110-20 with 10 bulbs | " | 4
02-07-0100 | Transferpettor stations, capacity 4, PR 112-50 | " | 4
02-07-0101 | Nuisance Odous Respirator, SA 835-12 | " | 1 pack
02-07-0102 | Crucible tongs, TR 500-15 | " | 10
02-07-0103 | Colour coded wash bottles, WB 734-25 | " | 10
02-07-0104 | Colour coded wash bottles, WB 758-25 | " | 10
02-07-0105 | Wipes, kimwipes white, CL725-15 | " | 5
02-07-0106 | Wipes, kimwipes white, CL725-60 | " | 5
02-07-0107 | X-ray film viewer, double cassette, wall-mounted with set of spare lamps, model Mediskop 800 | Fleischhaker catalog, 97/98 | 8
02-07-0108 | Transpalette 2000-boggies with accessories for 2 years | Manutan - France | 8
02-07-0109 | Slit lamp complete with all accessories and options, 6 spare lamps, model SL 130 Zeiss | Carl Zeiss - Germany | 1
02-07-0110 | Endoscopic surgery set for Laparoscopy, Urology, complete with all surgical instruments, accessories and consumables for one year of operation. Training for doctor on the application and engineer on servive, Manuals in English, autoclavable Telescopes | Drehmann or Richard Wolf | 1 set ea. surgery
02-07-0111 | Cavitron, Dentsply cavitron 3000, complete with accessories for one year of operation, additional 2 set of inserts, D/E code: 150730 | Dental Express, complete Dental Supplies Catalogue | 8
02-07-0112 | Ophthalmic cuttery, electric, complete with all accessories, consumable & spares for two years of operation, service and operation manuals in English, 220V | any supplier | 2
02-07-0113 | Slide Stainer Histopathology Automated, compl. with all accessories, options and spare parts for 2 years of operation, model Autostainder XL | Leica Heerbrug AG - Swiss | 1
02-07-0114 | Toyota Landcruiser 4WD, Station 4500EFI, incl. Aircon & power steering, maintenance & spare parts for 2 years incl 4 extra tires & tool set | Toyota | 2
02-07-0115 | Toyota Pick Up 4WD, incl. Aircon & power steering, maintenance & spare parts for 2 years incl 4 extra tires & tool set |  | 2
02-07-0116 | Bone cutter, DS520-10 | Patterson scientific, Lab. equipment Catalogue | 2
02-07-0117 | Chains & Hooks, DS580-10 | " | 4
02-07-0118 | Section lifter, DS590-20 | " | 4
02-07-0119 | Seekers, DS605-10 and DS605-20 | " | 2 each
02-07-0120 | Needles, DS620-10 and DS620-20 | " | 2 each
02-07-0121 | Needle, Borradaile, DS625-15 | " | 4
02-07-0122 | Disposable syringe filters, FD260/262 | " | 4 pack
02-07-0123 | Ultraviolet lamp, LM199-16 with 4 sets of batteries | " | 2
02-07-0124 | Eye shield, SA930-10 | " | 8
02-07-0125 | Goggles, double lens (safty Eyeware), SA962-10 | " | 6
02-07-0126 | Specimen carrier, carrisafe, CM390-15 | " | 2
02-07-0127 | Stethoscopes, clinical CM365-10 | " | 10
02-07-0128 | Sphygmomanometer, CM360-10 | " | 10
02-07-0129 | Aprons plastic (red rubber), SA258-13 | " | 20
02-07-0130 | Pipette stands, SM200-15 | " | 6
02-07-0131 | Wall thermometer, TG835-20 | " | 3
02-07-0132 | Digital clinical thermometer, TG715-10 | " | 15
02-07-0133 | Maximum/Minimum Thermometer, TG775-17 | " | 3
02-07-0134 | Mechanical stopwatch, TM400-10 | " | 5
02-07-0135 | ENT diagnostic instruments, with 4 spare bulb 3.5V, order no. B-141.20.376 | HEINE diagnostic instruments 'Master catalogue' - Germany | 3
02-07-0136 | Laser local therapy for gynaecology microsurgery, complete with all accessories, consumables and spares for one year of operation | any supplier | 1
02-07-0137 | Ophthalmology surgical microscope complete with all accessories and spares for two years, model OPMI MDO | Carl Zeiss - Germany | 1
02-07-0138 | X-ray safe lights, with 15 spare bulbs 220V with stand holder | any supplier | 3
02-07-0139 | Low-air-loss mattresses with all accessories and spares for one year | any supplier | 10
02-07-0140 | Earphone different sizes and different levels of sound amplification, complete with all accessories and spares for 2 years | any supplier | 24 set
02-07-0141 | Hand-held slit lamp, battery powered, complete with all accessories and spares for one year of operation, with 4 illumination bulb, 220V, model HSO 10 | Carl Zeiss - Germany | 1
02-07-0142 | Instrument for refraction, chart projector complete with all accessories and spares for one year, with 4 projection lamp, 220V, model SZP 350 | Carl Zeiss - Germany | 1
02-07-0143 | Refractor/Keratometer complete with all accessories and spares for one year, Humphrey refractor model HARK 599, 220V | Catl Zeiss - Germany | 1
02-07-0144 | Orthopedic hand drill | any supplier | 5
02-07-0145 | Spare parts for the Meheco chinese dental unit, model CS900 | Shanghai Dental medical Instrument factory, China
| * Clean Water tank | " | 6
| * foot switch (control) | " | 4
| * Water Filter sleeve (no. 1896) | " | 6
| * Halogen lamp 12 Volt 150 W | " | 10
| * Spare parts for the light cure | " | 10
| * Control board (main control panel) | " | 3
| * Tube for turbine | " | 6
| * Tube for Airmotor | " | 6
| * Tube for triple sring | " | 6
| * Tube for scaler | " | 6
| * Tube for Saliva ejector | " | 6
| * Pressure guage (n. 0323) | " | 6
| * Motor chair (no. 0323) | " | 4
| * Pressure switch (no. 0323) | " | 6
| * Air valve | " | 6
| * Electronic board RE V2 016 -00028 | " | 4
| * Switch power scaler | " | 6
| * Water regulator | " | 6
| * Air regulator | " | 6
| * Water Filter | " | 6
| * Scaler accessories box | " | 6
| * Voltage regulator | " | 6
| * Chair foot Control | " | 4
| * B198Chair control panel | " | 4
02-07-0146 | Anaesthesia delivery unit complete with ventilator incl. Halothane and Isoflurance vaporizer and anaesthesia monitor, spare and maintenance parts for one year of operation, service and operation manual in English, Installation, training for anaesthesiologist and engineer by the supplier. Datex-Engstrom AS/3 | Datex Engstrom AB, Finland (medko medical catalogue) | 3
02-07-0147 | Pulse Oximeter, complete unit with all accessories and consumables for one year of operation, including 4 additional sensor probes for adult, child and neonatal, service and operation manuals in English, 220V | Ohmeda - France | 4
02-07-0148 | X-Ray Developers, Velopex, Intra-X De-Luxe, complete with all spares and accessories, D/E code:150185 | Dental Express, complete Dental Supplies Catalogue | 2
02-07-0149 | Beds, birthing, complete with all accessories and options | Gehac - Karjaa, Finland | 1
02-07-0150 | Orthopedic Bone cutting forceps | any supplier | 2
02-07-0151 | Orthopedic Bone holding forceps | any supplier | 4
02-07-0152 | Ophthalmology Hand-held magnifier, D6 | Carl Zeiss - Germany | 1
02-07-0153 | Ophthalmology Head-worn Loupe, G3 | Carl Zeiss - Germany | 1
02-07-0154 | X-ray film processor, automatic, Floor, hospital use, complete with accessories & spare parts for two years of operation, service and operation manuals in English, Kodak model 270RA | Kodak | 3
02-07-0155 | Laminar airflow Hood, complete with all accessories and spares for 2 years, 220V | Jouan - France | 1
02-07-0156 | Glaucotest Thershold tonometer with all accessories and spares 4 spare bulb, Order no. C-02.16.201 and set of C-00.16.104, C-00.16.102, C-00.16.107 | Carl Zeiss - Germany | 1
02-07-0157 | Crushing device, electrical for crushing tablets, complete with accessories and spares | any supplier | 2
02-07-0158 | Patient/Emergency Trolley with all essential accessories and 4 additional wheels, model 545 | Merivaara-trolleys (medko medical catalogue) | 2
02-07-0159 | Phototherapy Unit with counter, spare bulbs (500 bulb/daylight & 500 bulb/blue light), Power suply 220V 50Hz, Service and operation manual in English and set of spare parts for two years | Ameda, Switzerland or Air sheild, Australia | 6
02-07-0160 | Peripheral nerve stimulator and locator, complete with all accessories and spare parts for one year | Datex Engstrom AB, Finland | 6
02-07-0161 | EN 90 wall transformer set, with 4 spare bulb 3.5V for Otoskop and Ophthalmoscope, order no. A-95.12.300 | HEINE diagnostic instruments 'Master catalogue' - Germany | 1
02-07-0162 | Engine-powered Forklift, load capacity 3 tons, Toyota model 60-6FD30 with tool set and 4 additional tires, operators and parts catalogue in English. | Toyota | 2
02-07-0163 | Central Monitoring System (complete critical care monitoring system) with central station 17" color video display and 8 bedside monitors 15" (Modular system) to measure ECG (12 lead), Resp., Invasive & NonInvasive Blood Pressure, Temp. and SpO2, complete with all accessories and spares. Datex-Ohmeda CS/3 Critical care Monitoring System Installation, Training for users on applications, Training for engineers on maintenance, Operating & Service manuals in English and accessories & Consumable for two years of operation including patient cables. | Datex-Ohmeda-Division, (medko medical catalogue) Helsinki -Finland | 1
02-07-0164 | Scissors, heavy duty, TS285-12 | Patterson scientific, Lab. equipment Catalogue | 5
02-07-0165 | Forceps, watchmakers, DS740-10 | " | 4
02-07-0166 | Forceps, watchmakers, DS740-15 | " | 4
02-07-0167 | Forceps, watchmakers, DS740-20 | " | 4
02-07-0168 | Forceps, watchmakers, DS740-25 | " | 4
02-07-0169 | Scissors, general purpose, DS500-20 and DS500-25 | " | 4 each
02-07-0170 | Gas & vapour monitor, UVIC 750, order no. GD300-10 complete with all accessories, spares, options and set of spare parts for one year | Patterson scientific, Lab. equipment Catalogue | 1
02-07-0171 | Portable waterproof meter, model Corning 317, DT180-10 complete with all accessories, spares, options and set of spare parts for one year | Patterson scientific, Lab. equipment Catalogue | 2
02-07-0172 | Service trolley, model 285 | Merivaara-trolleys (medko medical catalogue) | 2
02-07-0173 | Service trolley, model 266 | Merivaara-trolleys (medko medical catalogue) | 2
02-07-0174 | Bedside cabinet, model 601, with drawer handles | Merivaara-trolleys (medko medical catalogue) | 40
02-07-0175 | Records trolley model 252 | Merivaara-trolleys (medko medical catalogue) | 2
02-07-0176 | Dental implant and surgery unit, double motor system with a speed range: 2-30000 rpm, automatic torque control, alarm-buzzer in reverse mode, complete with all accessories, features and spare parts for 2 years. Training for one doctor on the operation and application of such units | Nouvag GmbH-Germany, C213 | 1
02-07-0177 | Magnetic Resonance Imaging System (Open MRI), Complete with all accessories and options. Including Spare parts and Maintenance Contract for 4 years, installation by the supplier,+B202 training for 1 Doctor and 1 Engineer, service and operation manuals in English | Siemens | 1
02-07-0178 | Vehicle X-ray machine, Electricity generated with all accessories and spares for 2 years, installation by the supplier + training on operation and service for doctor and engineer, maintenance for two years | Philips Medical System - Netherland | 1
02-07-0179 | Radiographic/Fluoroscopic unit, mobile (C-arm) complete with all accessories & spare parts for 2 years, installation by the supplier and training for one engineer, maintenance for 2 years, Philips with 23cm image intensifier | Philips Medical System - Netherland | 2
General terms and conditons
-Power Supply 220V, 50 HZ
-Set of recommended spare parts for two years
-Service and operation manuals with spare parts list in English ( two sets each)
02-07-0180 | Anesthesia machine with ventilator | Siemens | 5
*Dual flow meter unit for Oxygen and Nitrous
*Flowmeter unit for air
*O2 failure signal & N2o shut-off system
*Universal pneumatic, time cycled anathesia Ventilator system
*Halothane & Isoflurane vaporizer
*Scavanging system and suction unit
*Monitoring unit for inspiratory O2 concentration and air way pressure
*Display of tidal volume and anesthatic agent concentration
- Installation by supplier
-Training for two engineers and two doctors
-Maintenance by supplier for two years
02-07-0181 | Bed side monitor with modules : | Siemens | 20
-ECG modules with 5 leads cables
-NIBP modules with cuffs
-Temperature modules with sensor
-HR module
-SPO2/PLETH modules
-Alarm limits
_Accept for future upgrade suitable for Neonatel
- Respiratory
-Central station for ten monitors
- Installation by supplier & training
-Maintenance by supplier for four years
02-07-0182 | ERCP, Endoscopic retrograde cholangiopancreaticoscopy machine (therapiutic Gastroscope), with all accessories and dispossables | Braun Germany /any supplier | 1
Training of two Doctors and two engineers
02-07-0183 | Operation table for, Orthopedics ,with all attachement and accessories | Maquet | 1
-For use with C arms
-Hydraulic operation
02-07-0184 | Cardiac Pacemaker (External), adult and paediatric, with all accessories and dispossables | Nihon & Kohden | 5
02-07-0185 | Laminectomy set (Orthopedic) | Aesculap | 2
02-07-0186 | Harrington rod instrumentation set for spinal surgery | Aesculap | 2
Training for 2 doctors
02-07-0187 | Panoramic X-ray with Cephalometry, model: Orthophos 3C, orthophos plus | Sirona/ Siemens | 5 units
orthophos DS ceph
X-ray films( Qty. 500)
Extra fuses (Qty. 20)
02-07-0188 | MRI, Magnetic Resonance Imaging System, model: Magnetom Open, incl. all necessary options | Siemens | 1
-Installation by supplier
-Maintenance for four years
-Training for two Doctors on the application and two Engineers on services
02-07-0189 | Chemical Autoanalizer for Streptokinase including 10.000 vials, necessary spare parts & installation & training |  | 1
02-07-0190 | Tissue Plasminogen Activator incl. 10. 000 vials |  | 1
02-07-0191 | Servoventilator 900C | Siemens | 3
02-07-0192 | Spares for Lithostar Multiline Multifunctional X-Ray Diagnostic and therapy unit for shockwave Lithotripsy | Siemens | 10
* Shock wave head, generator, spark gap module & coupling bellows
02-07-0193 | Spares for Cycloergometer( P.O. no. SUP/97/18788/1) |  | 1
| * Cable connecting (between ergemeter STS-400 and ECG-6 Channel,Delta 60-Plus to fit with interface port RS 232) | Remco
* Paper thermosensetive, roll, width 21cm, length 30m for ECG-6 channel(Delta 60-plus) part no. 8743556
100
02-07-0194 | Spares for Ultrasound model Scanner 240 ( P.O. no.SUP/98/08574/2) Pie Medical | Medical Export Group | 1
* Main power supply board
02-07-0195 | Spares for ECG 3-channel digital,Delta 3 Plus P.O. no. (SUP/97/43782/13) | REMCO | 8
| *ECG input socket, part no. 2811111 |  | 15
| *Switch, part no. 2811060 |  | 5
| *Upper case groupe, part no.2990151 |  | 7
| *24 volt transformer, part no. 5400360 |  | 5
| *Power supply printed board, part no. 5802205 |  | 3
| *CPU board, part no. 5802203 |  | 5
| *Memory board, part no. 5802204 |  | 5
| *ECG input board , part no. 58022001 |  | 5
| * Analgue board, part no. 5802201 |  | 3
| * User Peripheral board, part no. 5802206 |  | 3
| *Printer group, part no. 5840954 |  | 15
| * Battery, part no. 7741709 |  | 3
| * Keyboard |  | 10
| * Patient cable, part no. 895.0585 |  | 20
| * Limb electrodes, part no. 873.3406 |  | 60
| * Chest electrode, part no. 873.3405 |  | 20
| * Rubber strap, part no. 894.0438 |  | 300 pk
* Paper Z-fold pack, part no. 874.5554
02-07-0196 | Spares for Profisional ultrasound mod.S1010, P.O. no. (SUP/97/23919/1) | Lahdemki OY, Finland | 3 each
| * Treatment head collimated US34-N with crytal(large & small size) |  | 2
| * Power cable |  | 20
* Fuse, part no. T 500 mA
02-07-0197 | Spares for UV/VIS Spectrophotometer, Jenway model:6105, P.O. no.( SUP/97/23765/1) | Jenway,Labquip International LTD. UK. | 5
| * Deuterium lamp, part no. 615005 |  | 5
* Tungesten halogen Lamp, part no. 1241
02-07-0198 | Spares for ECG 6-channel digital,Delta 60 Plus, P.O. no. (SUP/97/18788/1) | Remco | 1
| * Key board complete |  | 2
| * Battery |  | 60 pack
* Paper Z-fold pack, part no. 874.5556
02-07-0199 | Spares for Photocopier Minolta, model:EP2050, P.O. no. ( SUP/97/21843/1) | Messerli Technique D Information,Switzerland | 2
| * PWB-A Board (Master Board), part no. 1136-0101-04 |  | 2
| * PWB-B Board (MSC Board), part no. 1136-0102-04 |  | 2
| *PWB-C Board (Power Supply Board), part no. 1136-0103-01 |  | 2
| * PWB-D Board (Noise Filter Board), part no. 1136-0120-03 |  | 2
| * PU1 Board (DC Power Supply Unit), part no. 9325-2310-62 |  | 2
| * UN1 (Control Panel), part no. 1136-0114-02 |  | 2
| * PU2 (Power Supply Unit), part no. 9325-3310-21 |  | 20 kg
| * HV1 (High Voltage Unit), part no. 9325-1310-23 |  | 70 bottle
* Devloper(starter) for EP-2050
* Toner black bottle (MT Toner 201B) for EP-2050, part no. MT Toner 201B
02-07-0200 | Spares for Haematocrit centrifuge, model: Haematohrit 24, P.O. no. (SUP/97/43782/15) | Hettich | 1
| * Motor, part no. E941 |  | 20 pair
| * Carbon brush, part no. E603 |  | 6
| * Rubber-metal bearing, part no. E476 |  | 2
| * Anti-twist device, part no. E879 |  | 3
| * Fuse holder, part no.E352 |  | 15
| * Fuse insert (F 1,25 AH, 250V), part no. 2384 |  | 3
| * Radio interface suppression filter, part no. 2377 |  | 6
| * Micro- switch, part no. 286 |  | 3
| * Angle piece for micro-switch, part no. 2357 |  | 1
| * Switching panel, part no. 2207 |  | 3
| * Timer, Part no. E869 |  | 2
| * Rotary handle, part no. 5897 |  | 1
| * Upper section, part no. 2367 |  | 3
| * Friction rubber, part no. 2211 |  | 1
| * Cover plate, part no. E299 |  | 1
| * Cover, part no. E943 |  | 2
| * Hinge pin, part no. 2359 |  | 2
| * Haematocrit plate, part no. 2050 |  | 1
| * Cover, part no. E1426 |  | 10 pk
| * Buffer tray (100 pieces), part no. E1400 |  | 1
* Tensioning nut, part no. E956
02-07-0201 | Spares for Servo ventilator, model: 900C, P.O. no. (SUP/97/43782/6) | SIEMENS | 5
| * Exchange set, part no. 005141E347 |  | 5
| * Silicone rubber muff Adult, Angle 22-22MM int.Diam. with tub joint , part no34 479 E03 |  | 5
| * Draw wire -1.5M (60in), part no. 26 737 EH8 |  | 5
| *Dual airway probe assembly - right angle 1.45M, part no. 80 569 EH8 |  | 15
| *Patient tube Silicone,Adult for F&P MR600 Humidifire, part no. 381 484E341 |  | 15
*Patient tube Silicone,Infant for F&P MR600 Humidifire, part no. 380 502 E341
02-07-0202 | Spares for Spectrophotometer, model:(Spectronic 20+), P.O. no. (SUP/97/43782/18) | Spectronic Instrument | 20 Box
| * Tungesten Lamp (box of 10 bulbs) |  | 20 lamp
| *Pilot lamp |  | 3
| *Wave control knob |  | 3
| * Power switch- Zero control |  | 3
| *Transmittace and Absorbance controle knobe complete with attachements |  | 20
| * Filter lever |  | 3
| * Fuse |  | 20
02-07-0203 | Spares for Microscope Olympus, model BX40, P.O.no. (SUP/97/17846/1) | OLYMPUS | 30
| * Halogen lamp 6V,30 watt |  | 4
| * Power supply unit |  | 4
| * Lamp house holder |  | 6
| * Mirror unit |  | 3
| * Coarse / fine adjustment knob |  | 3
| * light Intensity control unit |  | 3
| * Intermediate gear unit |  | 500 gr
| * Grease (light), part no. OT2010 |  | 500 gr
* Silicone grease, OT1595
02-07-0204 | Spares for Paraffin unit for foot, model: TG-1W, P.O.no. (SUP/97/20219/1) | Lahdemaki OY | 2
| * Thermostat |  | 2
| * Heater element |  | 25 Ltr
* Paraffin wax
02-07-0205 | Spares for Paraffin unit for hand (5 Litre), P.O.no. (SUP/97/20219/1) | Lahdemaki OY | 1
| * Thermostat |  | 1
* Heater element
02-07-0206 | Spares for Lamp, Infra-red, 150 Watt, model: HP3616, P.O. no. (SUP/97/ 23919/1) | Medical Export Group | 10
* Lamp
02-07-0207 | Spares for Haematocrit centrifuge, model: 8280 P.O. no. (SUP/97/26071/1) | (Centroion Scientific. LTD.) | 1
| * Haematocrit plate with attached motor shaft |  | 1
| * Radio interface suspension filter |  | 1
| * Micro switch |  | 1
| * Timer, complete |  | 20 pair
| * Carbon brushes |  | 20
| * Fuse |  | 1
* Motor
02-07-0208 | Spares for Flame phtometer Jenway, model: PFP7, P.O. no. (SUP/97/23765/1) | Labquip International LTD. | 2
| *Air Compressor provide moisture and oil -free air.supply 220/240, part no. FH207-10 |  | 2
| * Propane gas regulator, part no. FH214-12 |  | 1
* Spare parts set
02-07-0209 | Spares for Ultasound Scanner (SIEMENS), model: Sonoline Prima SLC, P.O. no. (SUP/9743782/6) | Siemens | 1
* 7.5L45S Linear Array (7.5 MHz)
ref. 04529561L H300
02-07-0210 | Spares for Electrolux-Wascator Washer-Extractor, model: W230, | Electrolux-Wascator | 2
| P.O.no. (SUP/97/43782/3) |  | 5
| * Door lock unit, part no. S21 |  | 5
| * Thermostat, part no. B11 |  | 5
| * Coinmeter Program, part no. B22 |  | 20
| * Program counter, part no. B25 |  | 20
| * Fuse, part no. F10 |  | 20
| * Fuse, part no. F11-12 |  | 20
| * Fuse Transformer, part no. F13 |  | 5
| * Fuse, part no. F21-22 |  | 5
| * Relay wash, part no. K1-K2 |  | 5
| * Relay Spin low, part no. K4 |  | 5
| * Relay M21, part no. K21-22 |  | 5
| * Motor, Timer, part no. M21 |  | 5
| * Program selector, part no. S5 |  | 5
| * Switch start+ K51, part no. S6 |  | 5
| * Start relay, part no. S11 |  | 5
| * Transformer, part no. T1 |  | 5
| * Term. Block Ext. supply lnj., part no. X29 |  | 5
| * Edge connector timer, part no. X70-89 |  | 5
| * Edge connector components, part no. X170-189 |  | 5
* Board, part no. PX1
* Board, part no. X25
02-07-0211 | Spares for Electrolux-Wascator umble Dryer, model: TT500, P.O. no. (SUP/97/43782/3) | Electrolux-Wascator | 5
| * Relay heat, part no. K4 |  | 5
| * Relay heat, part no. K5 |  | 5
| * Electromic control. Part no. EC1 |  | 5
| * Transformer, part no. T3 |  | 5
| * Relay fan, part no. K1,-K2 |  | 15
| * Fuses, Control power, part no. F1. F2, F3, F4 |  | 5
| * Thermal circuit motors, part no. F5, F10 |  | 5
| * Vacuum switch, part no. F6 |  | 5
| * Thermostat, part no. F7 |  | 5
* Superheating switch, part no. F8
02-07-0212 | Spares for Operation table Stierlen Maquet, model: VELOX II 117, P.O. no. (SUP/97/43782/26) | Fleischhacker | 3
| * Head rest, part no. 1002.86-B |  | 3
| * Double-hinged head rest, part no. 1002.68-A |  | 3
| * Anesthesia screen, part no. 1002.57-B |  | 3
| * Redial setting clamp for 1002.57, part no. 1003.23-C |  | 3
| * Arm position device, part no. 1001.44-D |  | 3
| * Wristlet, part no. 1002.24-C |  | 3
| * Body stap, part no. 1001.55 |  | 3pair(left & right)
| * Goepel knee crutches, part no. 1001.65-A |  | 3
| * Universal support, part no. 1002.46-C |  | 3
| * Body elevator, part no. 1003.71 |  | 3
| * Part no. 1002.89 |  | 3 each
| * Lateral support, part no. 002.11 A,B,C |  | 3pair(left & right)
* Arm rest, part no. 1001.60
02-07-0213 | Spares for Cycloergometer( P.O. no. SUP/97/18788/1) | STS400/ | 1
| * Cable connecting (between ergemeter STS-400 and ECG-6 Channel,Delta 60-Plus to fit with interface port RS 232) | Remco | 100
* Paper thermosensetive, roll, width 21cm, length 30m for ECG-6 channel(Delta 60-plus) part no. 8743556
02-07-0214 | Spares for Spectrophotometer, model: CAMSPEC M350 UV Visible, Double beam,Computer controlled, P.O. no. (SUP/97/26071/1) | CAMSPEC M350 | 6
| * Cartridge Colored for Printer Canon model: BJC4200 |  | 8
| *Halogen lamp (prealigned), part no. 900-010 |  | 8
*Deuterium lamp (prealigned) , part no. 900-012
02-07-0215 | Spares for Infant incubator model: Atom V-85 | Atom medical corporation, Japan | 2000
| * Humidity sensor wetty |  | 200
| * Air filter |  | 20
* Skin temperature sensor
02-07-0216 | Spares for Obstetriv Cautery, model: ICC200 | ERBE, Elektromedizin GmbH | 2
| *Service manual wth spare parts list |  | 1000
* Neutral electrode (NE) with double contact surface
02-07-0217 | Recommended accessory kit | ERBE ICC 300 | 5
02-07-0218 | Fiber glass light conductors | ERBE ICC 300 | 6
02-07-0219 | Liquid filled light conductors | ERBE ICC 300 | 6
02-07-0220 | Spares, main switch, bulb & protection | Alpha-Delta Ventilator
02-07-0221 | Fixing knobs for bellows receptacal | Alpha-Delta Ventilator
02-07-0222 | Graduated scale for Tidal volume | Alpha-Delta Ventilator
02-07-0223 | Pressure meter | Alpha-Delta Ventilator
02-07-0224 | Auxiliary valve | Alpha-Delta Ventilator
02-07-0225 | Air suction volume | Alpha-Delta Ventilator
02-07-0226 | Pressure reading tube | Alpha-Delta Ventilator
02-07-0227 | Absorber tube | Alpha-Delta Ventilator
02-07-0228 | Gas discharge | Alpha-Delta Ventilator
02-07-0229 | Spares for forklift, type 12TH 480, Capacty nominal 480 Ah/5h, Mass Total: 500kg | Fenwick, 69 Rue Bauer | 4
| * Battery , Tension nominal 24 volt | 93404 St. Ouen,France
Service manuals, spare parts list and circuit diagram for the follwing Equipment
02-07-0230 | ECG 3- channel digital Delta 3 plusSUP/97/43782/13 |  | 3 each
Oxygen concentrator complete set SUP/97/43782/13
H.F - Surgery unit ICC 300 SUP/97/43782/13
Flame Photometer, Jenway,PFP7 SUP/97/23765/1
HI 93140 Bench PH. MeterSUP/97/23765/1
Microhaematocrit centrifuge 1000 SeriesSUP/97/23765/1
Centrifuge Lab fuge 200 SUP/97/43782/17
High speed REF. Centrifuge GRX220SUP/97/43782/17
Defibrelator, monitor, S&W SUP/97/18788/1
Diathermy machine , short wave, Mod:1100P SUP/97/23919/1
Unit, ultra sound therapy Erbosant SUP/97/23919/1
Unit, electrostimulation for Therapy of nerveSUP/97/23919/1
Spectrophotometer Camspec M302SUP/97/26071/1
Spectronic 20+, spectrophotometer SUP/97/23765/1
PH meter with automatic temperature compensation SUP/97/23765/1
Precision Electronic Balance / Xs / 410 SUP/97/23765/1
Variable speed centrifuge SUP/97/23765/1
Digital Haemoglobinometer / Hb-140D SUP/97/20243/1
Haematocrit Centrifuge / type 2075 SUP/97/26071/1
Lab. Incuator / BE 200 SUP/97/43782/15
SteamSterilizer / 1P144 SUP/97/43782/15
02-07-0231 | Sakura hot air sterilizer / HE -151 SUP/97/24826/1
Ventilator for intensive care / 900C SUP/97/43782/6
Haematocrit Centrifuge (12000 r.p.m) / 8280 SUP/97/26071/1
Spectrophotometer UVIKON SUP/98/08540/1
Spectrophotometer Camspec M350SUP/97/26071/1
02-07-0232 | Electrophoresis system including: | any supplier | 3
1. Incubator dryer
- for incubation and drying at fixed temperatures minimum (3) temperatures of any type of supports
- Allows a rapid warm-up and homogeneous drying
2. Power supply
- for routine electrophoresis or immunoelectrophoresis or any kind of media
- with a digital display to show the voltage or current, with memory
- to be fully protected against short circuit or overload by circuit breakers
3. Chamber
-universal electrophoresis unit with special gel holder allows for both agarose gels and cellulose acetate membranes
- complete with incubation boxes, gel holders, automatic bridges and applicators
4. Applicator
- sample applicator 4 loops, 8 loops
5. Agarose gels
- for (200) tests for each of hg, protein and if tests
Electrophoresis apparatus with it's scanner and accessories complete working station
Installation by supplier
02-07-0233 | Spectrophotometer UV/ Visible, model 1000 Series (CE1021F System 1), with all necessary accessories and: | CECIL | 5
- Extra deuterium lamps ( Qty. 15)
-Extra Tungsten halide lamp- in pairs (Qty. 10)
-Holder for 10mm SIP cell
-Holder for SIP cell up to 50mm
02-07-0234 | X-Ray Unit model Multix Compact | Siemens | 5
Installation by supplier
Maintenance for four years
Training for two engineers & two doctors
02-07-0235 | Dental X-ray unit model Heliodent DS sidexis "intraoral x-ray system" | Sirona/ Siemens | 4
-Installation by supplier
02-07-0236 | Atom Infant Incubator model: V85 with: | Atom medical corporation, Japan | 20
| - Air filter |  | 200
| -Skin temperature sensor |  | 60
| -Humidity sensor wetty |  | 1000
02-07-0237 | Infusion pumps, digital setting, complete with all accessories , IV set | Ivac cooperation | 50
02-07-0238 | Complete Microscope for ENT surgery, Surgical operating microscope for ENT model: M695 with all accessories | Zeiss, Oberkochen | 1
Installation by supplier
Maintenance for two years
Training for two doctors and two engineers
02-07-0239 | Fiberoptic Oesophagoscope, with all attachments and accessories | Olympus | 1
Light source with extra halogen lamp (Qty. 5)
Training for two doctors on applications
02-07-0240 | Carbon- dioxide Laser apparatus with all necessary accessoriesand dispossible. | Olympus, Japan or Carl Zeiss, Germany | 1
02-07-0241 | Giant Magnet for Ophthalmic use (detection and extraction of foreign body), with all necessary accessories and dispossible. | Olympus, Japan or Carl Zeiss, Germany | 1
02-07-0242 | Color Doppler for Arterial deseasechology (Cardiac Capabilities)and general purpose : | Siemens | 1
System should provide the follwing methods:
* Electronic linear, convex and phased array sector
* with minimum 96 channel sustems
* Probes Convex 3.5 MHz
* Linear 7.5 MHz
* Phased array 2.5 and 3.5 MHz with steerable CW Doppler+B130
* Three Dimensional Convex Probe
* Endovaginal Probe
*Biplane Endorectal Probe+B90
* Automatic Focusing+B50+B301
* Three Dimensional Imaging
*Depth -24cm
* Shifting and real time Image magnification
* Memory: Cine Loop Memory
* ECG Channel+B69
*Color B/W Video Printer
* CW Doppler
* Steerable CW Doppler for all Cardiac Probe
* Display 2D Doppler spectrum, color Doppler simultaneously in reel time
* 3 connectors
Installation by supplier
Maintenance for two years
Training for two doctotors on applications and two engineers on services
02-07-0243 | Thyroid Scanner, with all accessories and dispossables | Siemens | 1
Installation by supplier
Maintenance for four years
Training for two engineers on services and two doctors on applications
02-07-0244 | Electroencephalogeraphy Machine( EEG), with all accessories | OTE Bromedica Italy | 1
* Extra pateint leads(Qty. 2)
-Installation by supplier
-Maintenance for two years
Training for two engineers on services and two doctors on applications
02-07-0245 | TENS Unit, Transcutaneous Electrical Nerve Stimulator, model: 240Z, with all accessories | ITO, | 1
Physiotherapy & Rehabilitation
02-07-0246 | Opthalmology surgical microscop Model M840 with all accessories | Zeiss, Oberkochen | 1
Training for two dictors and two engneers
02-07-0247 | Portable unit for ultrasound/ Electrotherapy( Sono plus 4901491) | Enraf | 2
with all essential accessories, with all accessories
02-07-0248 | Low and medium frequency in high-grade unit( Endomed 582), with all accessories | Enraf | 1
02-07-0249 | Infrared laser therapy unit (Endolaser 476), with all accessories | Enraf | 2
Extra lamps (Qty. 10)
02-07-0250 | INCINERATOR , meduim size, with all accessories and dispossables | any supplier | 5
* Installation by supplier
02-07-0251 | ENT set | Aesculap | 1
02-07-0252 | Autoclave, Steam horizontal, model. KCL46, with all accessories | Lequeux | 1
02-07-0253 | Autoclave, Steam table top, model: Ge203, with all accessories | Lequeux | 2
02-07-0254 | Baby scale | any supplier | 3
02-07-0255 | UltraSound Unit (2 D), model: Sonoline Prima sutable for abdominal, OB/GYN and vascular capabilities with probs | Siemens | 1
-Convex3.5MHZ, Linear 7.5 MHz, Endovajinal 6MHz and Sector
Installation by supplier
-Training for two engineers and two doctors
-Maintenance by supplier for four years
02-07-0256 | Sphygmomanometer, mercury type | Medical Export Group | 20
02-07-0257 | Stethoscope | Medical Export Group | 20
02-07-0258 | Otoscope, with all accessories | Keeler or Allen wellsh | 20
-Extra rechargeable battery (Qty. 20)
- Extra bulbs (Qty. 40)
-Spatula, disposable (Qty. 1000)
02-07-0259 | Ophthalmoscope, AC. And DC, with battery charger | Any supplier | 15
Extra rechargeble batteries (Qty 15),
Extra bulb(Qty50) bulbs
02-07-0260 | Ambu bag, adult and child | Ambu | 10 each
02-07-0261 | Curettage set, complete | Rocket Medical | 1
02-07-0262 | Computer set ( pentium 2) 65MB, RAM=4.5 Gbyte hard suplen SVGA monitor with key board A/E with mouse + pad | Any supplier | 2
-HP-6L laser printer
-CD- Drive (Read- write) with multimedia
- UPS
-Stabilizer ( automatic voltage control)
New Surgical Department/ Teaching hospital
02-07-0263 | Anesthesia machine with Servo ventilator | Siemens | 6
*Dual flow meter unit for Oxygen and Nitrous
*Flowmeter unit for air
*O2 failure signal & N2o shut-off system
*Universal pneumatic,time cycled anathesia Ventilator system
*Halothane & Isoflurane vaporizer
*Scavanging system and suction unit
*Monitoring unit for inspiratory O2 concentration and air way pressure
*Display of tidal volume and anesthatic agent concentration
- Installation by supplier
-Training for two engineers and two doctors
-Maintenance by supplier for two years
02-07-0264 | Medical vaculyser, Suction unit model: SAM 35 | Scintific & Technical supplies LTD. (Hamilton- Switzerland) | 12
02-07-0265 | Bed side monitor with modules : | Siemens | 2 units, 10 monitors each
-ECG modules with 5 leads cables
-NIBP modules with cuffs
-Temperature modules with sensor
-HR module
-SPO2/PLETH modules
-Alarm limits
_Accept for future upgrade suitable for Neonatel
- Respiratory
-Central station for ten monitors
- Installation by supplier
-Maintenance by supplier for Two years
-Training
02-07-0266 | D.C (shock) defibrillator, with monitor and recorder, Cardio Aid MC+, with external Adult and Paediatric paddle or similar | Medical export group | 8
- Extra 4 rechargeable battery
- Recorder paper (Qty. 500 roll or Z-fold)
- Extra gel (Qty. 100 Ltr.)
- Extra ECG electrodes (metal) (Qty. 20)
- Extra ECG suction electrode ( Qty. 50)
- Extra ECG cable (Qty. 2)
02-07-0267 | Pressure regulator for O2 | Omeda or Airshield | 15
02-07-0268 | Humidifier(Inhaller), complete with flowmeter and high pressure gauge ,model: YR-80 SERIES,with patient tubes and high pressure tube | YAMATO Medical, JAPAN | 8
02-07-0269 | Pressure regulator for N2O | Omeda or Airshield | 8
02-07-0270 | Sphygmomanometer mercury type | Medical Export Group | 12
02-07-0271 | Stethothoscope | Medical Export Group | 10
02-07-0272 | Vitalograph spirometer, model: 2150 | Vitalograph GmbH, Germany | 8
02-07-0273 | Pulse oximeter, complete unit with all accessories and consumables(mod.SATLITE PLUS OSE-123), with | Datex Engstrom or | 8
| Extra finger probe (Qty. 25) | Omeda
Extra ear probe (Qty. 25)
02-07-0274 | Nerve Stimulator, battery type with all accessories, with | ERBE, Elektromedizin GmbH | 8
Extra electrodes (Qty. 25)
Extra electrodes (Qty. 500) if dispossable type
02-07-0275 | Blood warmer | any supplier | 8
02-07-0276 | IV stand | any supplier | 18
02-07-0277 | S.S. Trolley | any supplier | 6
02-07-0278 | Mouth gag | any supplier | 6
02-07-0279 | Ambu bag, Paediatric, AMBU EMERGENCY SOFT PACK | Omeda or Drager | 8
02-07-0280 | Ambu bag, Adult, AMBU EMERGENCY SOFT PACK | Omeda or Drager | 8
02-07-0281 | Ceiling, Operating lamp, Model AS-0805EL,suspension (spring arm,halogen bulb 2x100 watt with operating voltage 24V,Ceiling hight 3 meter, emergency power supply one hour , | DKK,HOSPILITE-ASTEC, Japan | 5
-Heat filter (20)
-Spare bulb (20 )
02-07-0282 | Electrosurgical unit (Cautery), model: ERBOTOM ICC300E | ERBE, Elektromedizin GmbH | 6
-Extra Neutral electrode general for 1000 patiant
02-07-0283 | Operation table for multi applications | Maquet | 6
-Hydraulic operation
-To be supplied with :
-Pair of Shoulder rest
-Arm rest
-Anethisia screen
-Pair of Bierhoff type crutches with removable pads
-X-Ray cassette tray
-Patient body strap
-Clamps for accessories
02-07-0284 | Oven, dry air, Memmert, model: BE200 | Sandberg | 4
02-07-0285 | Autoclave, Steam horizontal, model. KCL46, with all accessories | Lequeux | 2
02-07-0286 | Autoclave, Steam table top, model: Ge203, with all accessories | Lequeux | 2
02-07-0287 | CO2 meter (Capanograph) | Siemens | 8
02-07-0288 | Fully automatic blood gas analyser, model; ABL5-B | Fleischhacker or | 3
| -4 extra gas bottles | Hamilton
-Standard solutions for calibration
- Installation by supplier
-Training for two engineers and two lab technicians
-Maintenance by supplier for one year
02-07-0289 | Operation table for, Orthopedics ,with all attachement and accessories | England /Japan manufacturer | 2
-For use with C arms
-Hydraulic operation
02-07-0290 | Balance, adult type | Medical Export Group | 2
02-07-0291 | Flexible fiber-optic Laryngoscope, with | Leica | 3
* Extra lamp (Qty. 30)
* Extra fiber optic cable (Qty. 3)
02-07-0292 | Brush, tube washing | any supplier | 50
02-07-0293 | Microscope/ Operation, ENT, model: M695, with all accessories | Zeiss, Oberkochen | 3
Extra lamp (Qty. 30)
Installation by supplier
Training for Two doctors on application and two engineers on services
02-07-0294 | Operating Microscope Ophth. Use, Model: M840, with all accessories | Zeiss, Oberkochen | 1
Extra lamps (Qty. 15)
Installation by supplier
Training for Two doctors on application and two engineers on services
02-07-0295 | Operating Microscope Ophth. Use, model (FIXED) with all accessories | Zeiss, Oberkochen | 1
Extra lamps (Qty. 15)
Installation by supplier
Training for Two doctors on application and two engineers on services
02-07-0296 | Artery forceps different size | Aesculap | 2000
02-07-0297 | Mosquito forceps | Aesculap | 1000
02-07-0298 | Kochers` forceps | Aesculap | 100
02-07-0299 | Knife holder N.4 | Aesculap | 100
02-07-0300 | Knife holder N. 3 | Aesculap | 25
02-07-0301 | Curved surgical scissors | Aesculap | 200
02-07-0302 | Straight surgical scissors | Aesculap | 200
02-07-0303 | mackintosh scissors | Aesculap | 200
02-07-0304 | Laprotomy retractor | Aesculap | 50
02-07-0305 | Retractor | Aesculap | 50
02-07-0306 | Thyroidectomy retractor | Aesculap | 50
02-07-0307 | Retractor different size | Aesculap | 100
02-07-0308 | Hooks` retractor (self retaining retractor) | Aesculap | 20
02-07-0309 | Toothed puns different size | Aesculap | 200
02-07-0310 | Non toothed puns different size | Aesculap | 200
02-07-0311 | Sponges | Aesculap | 200
02-07-0312 | Tissue forceps | Aesculap | 300
02-07-0313 | Towel clips | Aesculap | 1000
02-07-0314 | Needle holder | Aesculap | 300
02-07-0315 | Intestinal clumps | Aesculap | 100
02-07-0316 | Vascular clumps | Aesculap | 150
02-07-0317 | Aneurysm | Aesculap | 50
02-07-0318 | Thyroid clips | Aesculap | 10000
02-07-0319 | Probes | Aesculap | 50
02-07-0320 | Buldong | Aesculap | 50
02-07-0321 | Bakok | Aesculap | 100
02-07-0322 | Kidney dish | Aesculap | 150
02-07-0323 | Drams different size | Aesculap | 300
02-07-0324 | Bone holder different size | Aesculap | 100
02-07-0325 | Bone lever | Aesculap | 100
02-07-0326 | Bone spike | Aesculap | 100
02-07-0327 | Curette different size | Aesculap | 50
02-07-0328 | Bone liberer | Aesculap | 50
02-07-0329 | Bone cutter different size | Aesculap | 50
02-07-0330 | Osteotome different size | Aesculap | 200
02-07-0331 | Gauge different size | Aesculap | 100
02-07-0332 | Chessle different size | Aesculap | 100
02-07-0333 | Screw driver A. O. different size | Aesculap | 150
02-07-0334 | Screw driver straight different size | Aesculap | 100
02-07-0335 | Wire cutter small size | Aesculap | 10
02-07-0336 | Wire cutter large & medium size | Aesculap | 10
02-07-0337 | Steel wire different size | Aesculap | 25
02-07-0338 | Staples different size | Aesculap | 1000
02-07-0339 | Screw holder | Aesculap | 50
02-07-0340 | Hammer (steel) | Aesculap | 50
02-07-0341 | Awels different size | Aesculap | 10
02-07-0342 | Sleeves different size | Aesculap | 25
02-07-0343 | Menisectomy set | Aesculap | 5
02-07-0344 | Staple holder different size | Aesculap | 10
02-07-0345 | Rash nail holder different size | Aesculap | 20
02-07-0346 | K. nail extractor different size | Aesculap | 10
02-07-0347 | Raimmers different size | Aesculap | 100
02-07-0348 | Plate different size | Aesculap | 3000
02-07-0349 | Screw A. O. different size | Aesculap | 3000
02-07-0350 | Screw Sherman different size | Aesculap | 2000
02-07-0351 | Cancellous screw different size | Aesculap | 1000
02-07-0352 | Malleoler screw different size | Aesculap | 500
02-07-0353 | K. nail different size | Aesculap | 1000
02-07-0354 | Rash nail holder different size | Aesculap | 1000
02-07-0355 | L. plate different size | Aesculap | 200
02-07-0356 | Pin plate different size | Aesculap | 200
02-07-0357 | T. plate different size | Aesculap | 250
02-07-0358 | K. wire different size | Aesculap | 5000
02-07-0359 | Guide wire | Aesculap | 1000
02-07-0360 | Plaster cutter machine (electrical) | Aesculap | 10
02-07-0361 | Drill machine, bone (electrical) | Aesculap | 6
02-07-0362 | Drill machine, bone, Manual / Battery | Aesculap | 10
02-07-0363 | Gigly saw | Aesculap | 1000
02-07-0364 | Electrical bone saw | Aesculap | 6
02-07-0365 | Hand saw, bone | Aesculap | 10
02-07-0366 | Knife holder (skin graft) | Aesculap | 15
02-07-0367 | Varicose set | Aesculap | 10
02-07-0368 | Lalond bone clamp | Aesculap | 10
02-07-0369 | External fixator | Aesculap | 25
02-07-0370 | Bone lengthening set | Aesculap | 10
02-07-0371 | Austin Moore different size | Aesculap | 250
02-07-0372 | Charley clamp | Aesculap | 100
02-07-0373 | Drill tip different size | Aesculap | 200
02-07-0374 | Steinmann Pin | Aesculap | 250
02-07-0375 | Arthroscopy set, complete with all accessories | Aesculap | 3
* Light source is a must
* Trainng for Two doctors on the application
02-07-0376 | Laminectomy set (discectomy) | Aesculap | 5
02-07-0377 | Hospital bed with mattreses, sheets, pillow, pillow case and blankets | Any supplier | 250
02-07-0378 | patient side table. | Any supplier | 250
02-07-0379 | Paitient Trolly. | Any supplier | 40
02-07-0380 | Instrument Trolly | Any supplier | 110
02-07-0381 | Couch | Any supplier | 20
02-07-0382 | X-ray viewer. | Any supplier | 30
02-07-0383 | Wheel chair Adult. | Any supplier | 20
02-07-0384 | Set of sheets with pillowcase. | Any supplier | 1000
02-07-0385 | Hanger. | Any supplier | 50
02-07-0386 | Medicine cabinet. | Any supplier | 50
02-07-0387 | Video cassette | Panasonic | 4
02-07-0388 | Video camera, panasonic M 9000. | Panasonic | 1
02-07-0389 | Refrigeretor size 9 ft. | Any supplier | 20
02-07-0390 | Freezer size 13 ft (vertical type). | Any supplier | 4
02-07-0391 | Hydraulic stool, with back | Any supplier | 40
02-07-0392 | Cabinet, Clothes | Any supplier | 150
02-07-0393 | Cupboard (metal). | Any supplier | 25
02-07-0394 | Trolly, for loundry | Any supplier | 15
02-07-0395 | Bowl with carrier, different sizes. | Any supplier | 100
02-07-0396 | Scrubup | Any supplier | 6
02-07-0397 | Medical boot, sizes, 37(Qty 60), 39-40(Qty. 40), 42-43(Qty. 50) | Any supplier | 150 pair
02-07-0398 | Medical sole, sizes, 37(Qty 60), 39-40(Qty. 40), 42-43(Qty. 50) . | Any supplier | 150 pair
02-07-0399 | Towel, medical use. | Any supplier | 250
02-07-0400 | Blue sheets for making clothes for operation theater. | Any supplier | 4000 m
02-07-0401 | Brush for washing hands for operation theater. | Any supplier | 200
02-07-0402 | Water boiler. | Any supplier | 4
02-07-0403 | Brush for washing tubes different sizes. | Any supplier | 150
02-07-0404 | Trolly, medicine . | Any supplier | 10
02-07-0405 | I -V stand. | Any supplier | 100
New ENT and Ophthalmology Hospital
General terms and conditons
-Power Supply 220V, 50 HZ
-Set of recommended spare parts for two years
-Service and operation manuals with spare parts list in English ( two sets each)
02-07-0406 | Electrocardiograph, ECG Delta 3-Plus | Remco, Italy | 3
02-07-0407 | Defibrillator, with monitor and recorder, model: Delta life 550 | Cardioline | 3
02-07-0408 | Sphygmomanometer, mercury type | Medical Export Group | 20
02-07-0409 | Refrigerator, 16ft | Any supplier | 20
02-07-0410 | Blood bank Refrigerator | Any supplier | 10
02-07-0411 | Suction unit, Medical Vaculyser, model:SAM35 | Scintific & Technical Supplies LTD. | 13
Hamilton-Switzerland
02-07-0412 | Lamp examination, mobile, small | Any supplier | 12
02-07-0413 | Humidifier(Inhaller), complete with flowmeter (O2 and Air) and high pressure gauge ,model: YR-80 SERIES,with patient tubes and high pressure tube | YAMATO Medical, JAPAN | 50
02-07-0414 | Cold room for drug, store | Any supplier | 1
02-07-0415 | Computer set ( pentium 2) 65MB, RAM=4.5 Gbyte hard suplen VGA monitor with key board A/E with mouse+ pad | Any supplier | 2
-HP-6L laser printer
CD- Drive (Read- write) with multimedia
- UPS
-stabilizer ( automatic voltage control)
02-07-0416 | Arabic typewriter, electrical | Any supplier | 2
02-07-0417 | English typewriter, electrical | Any supplier | 1
02-07-0418 | Instrument sterilizers, 1.5KW, electric | Any supplier | 6
02-07-0419 | Oven, dry air, model: Memmert BE200 | Sandberg & Scheidwind | 6
02-07-0420 | Quick lifting system hydraulic, manual type lifting hight 1.500mm, capacity 1000Kg | Any supplier | 1
X-RAY department for new ENT and Ophthalmology Hospital
02-07-0421 | X-Ray unit model : Multix Compact | Siemens | 1
-Installation by supplier
-Training for two doctors on application and two engineers on services
-Maintenance for four years
02-07-0422 | Automatic x-ray processor with extra developer and fixer | Kodak | 2
02-07-0423 | Refrigerator, 16ft | Any supplier | 1
02-07-0424 | X-ray viewer wall mounted | Any supplier | 4
ENT operation theatre
02-07-0425 | Tonsillectomy set | Drehmann GmbH/ or Aesculap | 3
02-07-0426 | Nasal polypectomy set | Drehmann GmbH/ or Aesculap | 3
02-07-0427 | Set of septal surgery | Drehmann GmbH/ or Aesculap | 3
02-07-0428 | Mastoidectomy set | Drehmann GmbH/ or Aesculap | 3
02-07-0429 | Aural polypectomy | Drehmann GmbH/ or Aesculap | 3
02-07-0430 | Total laryngectomy | Drehmann GmbH/ or Aesculap | 3
02-07-0431 | Adenoidectomy | Drehmann GmbH/ or Aesculap | 3
02-07-0432 | Direct laryngoscopy set | Drehmann GmbH/ or Aesculap | 3
02-07-0433 | Bronchoscopy set | Drehmann GmbH/ or Aesculap | 3
02-07-0434 | Oesophagoscopy set | Drehmann GmbH/ or Aesculap | 3
02-07-0435 | Rhinoplasty set | Drehmann GmbH/ or Aesculap | 3
02-07-0436 | Myringoplosty set | Drehmann GmbH/ or Aesculap | 3
02-07-0437 | Cleft lip & palate surgery | Drehmann GmbH/ or Aesculap | 3
02-07-0438 | Antrostomy set | Drehmann GmbH/ or Aesculap | 3
02-07-0439 | Maxillectomy set | Drehmann GmbH/ or Aesculap | 3
02-07-0440 | Thyroidectomy set | Drehmann GmbH/ or Aesculap | 3
02-07-0441 | Grommet- myringotomy set | Drehmann GmbH/ or Aesculap | 3
02-07-0442 | Microscope/ Operation, model: M695, with all accessories | Zeiss, Oberkochen | 3
Extra lamp (Qty. 30)
Installation by supplier
Training for Two doctors on application and two engineers on services
02-07-0443 | Diathermy Unit, with all accessories and dispossables | Drehmann GmbH/ or Aesculap | 3
02-07-0444 | Cryo- surgery apparatus, with all accessories and dispossables | Drehmann GmbH/ or Aesculap | 3
02-07-0445 | Drill- electrical, with different burrs round, polishing &Diamond | Drehmann GmbH/ or Aesculap | 3
02-07-0446 | Instruments to remove forign bodies from nose | Drehmann GmbH/ or Aesculap | 3
02-07-0447 | Instruments to remove forign bodies from ear | Drehmann GmbH/ or Aesculap | 3
02-07-0448 | Instruments to correct fracture nose | Drehmann GmbH/ or Aesculap | 3
02-07-0449 | Set of post nasal examination | Drehmann GmbH/ or Aesculap | 3
02-07-0450 | ENT examination unit complete with all accessories | Drehmann GmbH/ or Aesculap | 3
02-07-0451 | Sound prove room for audiogram+ pure tone+ impedance audio metry miner operating and fracheostomy theatre, with all accessories and dispossables | Any supplier | 3
02-07-0452 | Electrosurgical unit (Cautery), model: ERBOTOM ICC300E | ERBE, Elektromedizin GmbH | 3
-Extra Neutral electrode general for 1000 patiant
02-07-0453 | Sinoscope & fiberoptic nasopharyngoscopy | Olympus | 2
02-07-0454 | Cryo-surgery set | Any supplier | 2
02-07-0455 | Caloric test apparatus, with all accessories and dispossables | Any supplier | 1
02-07-0456 | Full set of ENT examination unit | Vamed, Austria | 4 each set
- Head light
-Head mirrors
-Tngue depress of different sizes
-Thudicum nesal speculum of different sizes
-Killian nasal speculum of different sizes
-Tilley nasal dressing forceps
-Jobson Horn probs
-Autachion Catheters
-Electrical nasal cautery
-Tilley Henkle- grednoted for nasal surgery
-Antral wash out trocher & cannula (Tilly lichwitz)
-Laryngeal mirrors of different sizes
-Post nasal mirrors of different sizes
-Xylocaine spray 10%
-Auroscope
-Crocodile forceps of different sizes
-Aural speculums of different sizes
-Tilley aural forceps
-Asche's nasal septal forceps
-Walsham's redressing foceps right & left
-Hartmonns Tuning fork set
-Barany noise instrument
-Siegles speculum
-Aural syringes, -Kidney dishes
-Chiron politezerization bag
-St. betrs model blunt hook
-Cowthorne cerumen hook
-Agnew Myrngotome
-Hunter Tod's Aural forceps
-Balknce spare-aural,-Nasal snare-krause
ENT
02-07-0457 | Full set of out patient room | Vamed, Austria | 1
02-07-0458 | Suction unit, Medical Vaculyser, model:SAM35 | Scintific & Technical Supplies LTD. | 3
Hamilton-Switzerland
OPHTHALMOLOGY
02-07-0459 | Operating Microscope Ophth. Use, Model: M840, with all accessories | Zeiss, Oberkochen | 2
Extra lamps (Qty. 15)
Installation by supplier
Training for Two doctors on application and two engineers on services
02-07-0460 | Operating Microscope Ophth. Use, model (FIXED) with all accessories | Zeiss, Oberkochen | 2
Extra lamps (Qty. 15)
Installation by supplier
Training for Two doctors on application and two engineers on services
02-07-0461 | Autoclave, Steam table top, model: Ge203, with all accessories | Lequeux | 6
02-07-0462 | Cryosurgical unit, with all accessories and dispossables |  | 5
02-07-0463 | Roper Hallane instrument for ident function of intraocular foregn body | Any supplier | 2
02-07-0464 | Giant magnet, with all accessories and dispossables | Any supplier | 1
02-07-0465 | Contact lens with 4 lead spots- radw opuqc to calculationof foregn body | Any supplier | 3
02-07-0466 | Slit lamp complete with all accessories including origenal table | Topcon, Japan or Keeler,UK | 4
-Set of 50 bulbs
02-07-0467 | Les screen lompctionzed | Topcon, Japan | 1
02-07-0468 | Ophthalmoscope- Spershist, complete with chager | Topcon, Japan | 10
-Set of bulbs Qty. 30
-Extra rechargeable battery
02-07-0469 | Indirect Ophthalmoscope | Topcon, Japan | 3
02-07-0470 | Retinoscope, complete with charger | Topcon, Japan | 6
-Set of 25 bulbs
-One rechargeable battery
02-07-0471 | Trail lense set | Topcon, Japan | 4
02-07-0472 | Ultrasound for ophthalmic use,220V,50Hz,Complete with all accessories | Topcon, Japan | 1
02-07-0473 | Laser- Yag, complete with all accessories | Zeiss, Oberkochen | 1
-Training for doctors an application and engineers on services
-Installation by supplier
-Maintenance for two years
02-07-0474 | Laser- Argon with all accessories | Zeiss, Oberkochen | 1
-Training for doctors an application and engineers on services
-Installation by supplier
-Maintenance for two years
02-07-0475 | Computerized autorefractometer with table with | Topcon, Japan | 2
Extra recording paper (Qty. 200 roll)
02-07-0476 | Computerized instrument for calculation power of eye for intra- outer lens implant | Topcon, Japan or Ziess, German | 1
02-07-0477 | Fundus camera with screen | Topcon, Japan | 1
-with movable table, complete with all accessories
KOYA Hospital/ Erbil
General terms and conditons
-Power Supply 220V, 50 HZ
-Set of recommended spare parts for two years
-Service and operation manuals with spare parts list in English ( two sets each)
02-07-0478 | Refrigerator blood storage Lec R34-700 Ser. BB510 (142 liters) | Cat. Philip harris, 89-99 | 3
02-07-0479 | Sphygnomanometer, mercury type with | Medical export group | 50
| -Mercury |  | 5Kg
| -Graduated glass |  | 30
| -Bandage cuff , adult and child types |  | 20
| -Bulbs |  | 30
| -Non returning valve |  | 30
| -Mercury tank |  | 30
02-07-0480 | Stethoscope | Medical export group | 50
02-07-0481 | ENT dignostic insturuments, with Extra lamps (Qty.5) | Keeler, UK or Alen Welch | 1
02-07-0482 | Ophthalinic diagnostic instucument, with | Keeler, UK or Alen Welch | 1
Extra bulbs (Qty. 5)
Extra Rechargeable battery (Qty. 1)
02-07-0483 | Laryngoscopes , complete set , different sizes, ( Adult and children), with extra lamp (Qty. 5 each size) | Fleischhacker | 1
02-07-0484 | Humidifier(Inhaller), complete with flowmeter and high pressure gauge ,model: YR-80 SERIES,with | YAMATO Medical, JAPAN | 1
Extra patient tubes and high pressure tube
02-07-0485 | Diesel Generating set, Generation 2000,Type MS500, 500KVA, 3-phase, 230/400V TRI, 50Hz, Cummins type KTA19 G4, with all accessories and consumables: | SDMO Groupes electrogenes | 1
Extra oil filter (Qty. 12)
Extra air filters (Qty. 12)
Installation by supplier
02-07-0486 | Baby incubator | Air shield | 2
02-07-0487 | Transport baby incubator | Air shield | 1
02-07-0488 | Neonatal & pediatric breathing system | Omeda or Air shield | 1
02-07-0489 | Water & analysers (Bench turbidity meter Lp-2000 HANNA), Cat. No. W21-734 | Cat. Philip harris, 89-99 | 1
02-07-0490 | Dental chairs & units, complete with compressor, stool and handpices (Soredx dental productes), Model: FD- 3600 Chair and Quint 6085A | Soredex, orion corporation | 1
-Extra bulbs (Qty.10)
02-07-0491 | Slit lamp, complete, model: SL 130 ZEISS, with all accessories and original table, incl. 10 spare bulbs | Carl Zeiss GmbH, Jena, Germany | 1
02-07-0492 | Infrared & Ultraviolets lamp with timer, incl. 20 spare bulbs, model SB-40 | ITO, Physiotherapy & Rehabilitation | 1
02-07-0493 | Magnetic field (Magnetic force + heat + vibration), model: HM-2sc-A with cart and all accessories | ITO, Physiotherapy & Rehabilitation | 1
02-07-0494 | Neuromuscular stimulator, model CS210, with all accessories and disposable | ITO, Physiotherapy & Rehabilitation | 1
02-07-0495 | Microprocessor controlled advanced traction system, model:ITO-Trac TR – 200, with all accessories | ITO, Physiotherapy & Rehabilitation | 1
02-07-0496 | Colorimeters (Cat. No. C61-211, Ref No.6051 digital-Janway), with all accessories | Cat. Philip harris, 89-99 | 1
02-07-0497 | Short wave (pulsed & contenuse ), model SW-400S, with all accessories | ITO, Physiotherapy & Rehabilitation | 1
02-07-0498 | Electro-stimulator for exclusive use with US-7UP ultrasound unit | ITO, Physiotherapy & Rehabilitation | 1
02-07-0499 | Micro wave (Pulsed & continous micro wave inverter controlled), model: BM-800w, with all accessories | ITO, Physiotherapy & Rehabilitation | 1
02-07-0500 | Eight channel electro- stimulator with suction, model: PG8, with all accessories | ITO, Physiotherapy & Rehabilitation | 1
02-07-0501 | X-Ray Unit model Multix Compact, Installation by supplier, Maintenance for four years, Training for two engineers & two doctors | Siemens | 1
02-07-0502 | Vibrator, model: VITER VR-7N, with all accessories | ITO, Physiotherapy & Rehabilitation | 1
02-07-0503 | Air Compressor, model: A76.525.91, Capacity of reservoir 27 Ltr./ model: FNA1200AN27 | Fiesher Scientific Cat. 96/97 | 1
02-07-0504 | Washer-extractor model W230, 3Phase, 380V. Electrolux Washcator | Electrolux - Wascator | 1
02-07-0505 | Balance (Cat. No. B12-057 Basic plus series balance sartorius), reference no. BP211D | Cat. Philip harris, 89-99 | 1
02-07-0506 | Medical torch | Any supplier | 10
02-07-0507 | Refrigerator, sizes 250 ltr, 141 ltr, 60 ltr | Any supplier | 7 each
02-07-0508 | Colony counters Cat. No. C60-500-504 | Cat. Philip harris, 89-99 | 1
02-07-0509 | Otoscope, with 50 spare bulbs | Keeler, UK or Alen Welch | 20
02-07-0510 | Sphyngmomanometer for childern | Medical export group | 3
02-07-0511 | Autoclave Cat. No. A85-335 | Cat. Philip harris, 89-99 | 4
02-07-0512 | X-Ray Viewer boxises | Any supplier | 2
02-07-0513 | Labour table (delivery) | Maquett | 1
02-07-0514 | Centrifuge (Cat. No.C34-780) | Cat. Philip harris, 89-99 | 1
02-07-0515 | Surgical sets, instruments for emergency surgery | Any supplier | 1
02-07-0516 | Lamp, Examination | Any supplier | 6
02-07-0517 | Dispensers Cat. No. D45-240 | Cat. Philip harris, 89-99 | 1
02-07-0518 | Thermometer Cat. No. T43-240 | Cat. Philip harris, 89-100 | 10
02-07-0519 | Mixers Cat. No. M48-589 | Cat. Philip harris, 89-100 | 2
02-07-0520 | Oxygen meter Cat. No. O95-374 (Dissolved oxygen meter, laboratory jenway 9300) | Cat. Philip harris, 89-101 | 1
02-07-0521 | Washing machine, Cat. No. W17-302 (the ultra programable) | Cat. Philip harris, 89-102 | 1
02-07-0522 | Color TV (26") with remote control | Panasonic | 2
02-07-0523 | Video Cassette Recorder, VHS | Panasonic | 2
02-07-0524 | Land cruiser 4WD, incl. aircon, power steering, spare parts & maintenance parts 2 years operation, 4 extra tires | Toyota | 1
02-07-0525 | Hospital beds, adults, adjustable head & food part incl. holder for urin & dreep bottle |  | 40
02-07-0526 | Mattresses for above hospitals bed with plastic cover |  | 60
02-07-0527 | Pillows |  | 80
02-07-0528 | Pillow sheets, cotton |  | 120
02-07-0529 | Bed sheets, cotton |  | 120
02-07-0530 | Blankets, cotton |  | 80
02-07-0531 | Hospital Bed set Hydraulicly operated with central breaking and steering system all four corners with intravenous rod/accessory sucket. With bed mattress and bed sheet/pillow and Blanket. FFO CAT. Ed.1/99Unicef Ref.2013 | UNICEF (Catalogue of specifications for the IRAQ food for oil program) | 1300
02-07-0532 | Hospital Bed Mattress,99837,to fit bed at item 14 made of polyether foam and specially hinged to conform to the moving portions of a two or four section hospital bed complete with mattress cover,pillow and cover.The foam is fire-retardant and meets the requirements of British Standard No.7177,specification for resistance to Ignition,and has been tested to BS6807 Ignition Source 5.The mattress cover is zipped and made of polyurethane coated woven nylon Density: 35Kg/cum Hardness:130 Newtons Dimensions:2016*845*125mm,internally hinged at 760*1330mm from the head end pillow:the interior is hollow fibre to class 2 retardancy and the pillow cover is non allergenic cotton.Dimension:48*74cm.FFO CAT. Ed.1/99 Unicef Ref.2014 | same as above | 300
02-07-0533 | Office Chair 315,adjustable heigh,back and seat-angles castors and fabric upholstery dark grey.seat:46*D41*H40-54,back W38*H22.FFO CAT. Ed.1/99 Unicef Ref.2017 | same as above | 150
02-07-0534 | Office Chair ,Swivel type with armrest,castors,adjustable seat height,back height and angle,in blue fabric.FFO CAT. Ed.1/99 Unicef Ref.2018 | same as above | 100
02-07-0535 | Pc ceck SISeco-total 3,grey frame and top. Adjustable height, lockable castors and cable-tray. Printer and keyboard shelve and sidway leaf for mouse.size W60*D50/90*H69/75.FFO CAT. Ed.1/99 Unicef Ref.2019 | same as above | 30
02-07-0536 | Shelves, real beech veneer on MDH; H820*D320*W80 (KD) with back panel. FFO CAT. Ed.1/99 Unicef Ref.2020 | same as above | 150
02-07-0537 | Bed side cupboard steel.FFO CAT. Ed.1/99 Unicef Ref. | same as above | 1000
02-07-0538 | Blanket |  | 2000
02-07-0539 | Pilow and cover |  | 2000
02-07-0540 | Patient trolly |  | 50
02-07-0541 | Hospital waiting chair (4 chairs with legends) hospital type. |  | 200
02-07-0542 | Pediatric bed set |  | 150
02-07-0543 | Paravan |  | 150
02-07-0544 | Cupboard steel with two doors lockable. 1980x915x460mm with four adjustable shelves, colour light Gray. FFO CAT. Ed.1/99 Unicef Ref.2009 | same as above | 250
02-07-0545 | Shelves steel 2m.x2m.x60cm. With five adjustable devider plates. |  | 1000
02-07-0546 | Filing cabinet, steel 4 drawers lockable H1321 X W470 X D622 mm. Colour gray. FFO CAT. Ed.1/99 Unicef Ref.2012 | same as above | 200
02-07-0547 | Steel folding chair |  | 250
02-07-0548 | Electrical floor fan with 3 blade fan. |  | 100
02-07-0549 | Kerosene Heaters TOYOSET model R-2800 (BROWN) Heating capacity 2900 watts with the following features:- Wick life extenders- safety shut-off-removable fuel tank (capacity 4.7 liters)- colour brown. FFO CAT. Ed.1/99 Unicef Ref.1991 | same as above | 400
02-07-0550 | Waste receptacle tank, white metal, pedal action, 12 liters. FFO CAT. Ed.1/99 Unicef Ref.2022 | same as above | 500
02-07-0551 | Hook and Loop strapvelcro type with reinforced PVC backing 500x25mm. Colour:white with imprint (blue)each set consist of 10 eachref.NO.8/0012 , FFOCAT. Ed.1/99 Unicef Ref.72 | same as above | 200
02-07-0552 | Revolving steel stool for labratories. |  | 50
02-07-0553 | Autochargable flourescent lamp |  | 200
02-07-0554 | Bed cover sheet |  | 2000
02-07-0555 | Multiformat laser printer (KODAC 1120), / with interface for the purchased SIEMENS CT through phase 4/ installation and maintenance for two years/ training for one engineer/with spare hard disck/ spare interface PWB and aother PWB/ recommended laptop computer with cable to the laptop and communication software. | KODAK ??????? | 1
02-07-0556 | Multiformat laser printer (KODAC 1120), / with interface for the purchased SIEMENS MRI through phase 6/ installation and maintenance for two years/ training for one engineer/with spare hard disck/ spare interface PWB and aother PWB/ recommended laptop computer with cable to the laptop and communication software. | KODAK ??????? | 1
02-07-0557 | Multiformat laser printer (KODAC 1120), / with interface for the purchased SIEMENS DSA through phase 6/ installation and maintenance for two years. | KODAK ??????? | 1
02-07-0558 | Special basin for washing hands of the surgeon and other theater persons./ for two persons/ all parts needed for proper installation and full functioning. |  | 5
02-07-0559 | AC Split unit super quiet with air fitter cooling and heating. | General/ Mitsubishi | 20
02-07-0560 | Surgical Microscope/ for Ophthalmology/ S 5 floor stand / 220V, with all accessories, spare lamps | Zeiss, Oberkochen | 1
02-07-0561 | Auto refractometer ARK-760A |  | 2
02-07-0562 | Labsco Mortuary Refrigerator, preservation temp. 3 C+ 1 C at max. 27 C ambient temp. cooling compressor, hermetically sealed, vibration free. Hermetically closing individual doors with chromed fittings and key locks. Litter trays of stainless steel, on rolls, with telescope handless. Exterior interial of sheet steel, triple plastic enamel, white for 220V & 50Hz. (No. of compartments -3) Cat.No (97150), Edit.84 (or equivalent), with recomended spare parts for two years | LABSCO Laboratory Company /Germany. | 4
02-07-0563 | Lapsco mortuary lift mechanical hydrulic operation by hand pump, lifting capacity of 400kg (Recommended to be used for above refrigrators which will be purchaesed) ) Cat.No 97450 Edition 84. | LABSCO Laboratory Company /Germany. | 2
02-07-0564 | Labsco Dissecting and autopsy table with built-in sink and drainage assembly, solid stainless steel construction, with dissecting table. Accessories : 1 knee-operated mixing valve with shower head on 2m long hose, adjustable for jet and shower drainage assembly of chrome-plated brass, 45mm inner diametere, net weight 135 kg Cat.No 97520 Edit.84 | LABSCO Laboratory Company /Germany. | 5
02-07-0565 | Labsco corpse tray transporter, solid stainless steel construction, capacity 180 kg, hydraulically adjustable in height from 770 to 1020 mm, complete with dissecting plate. Dimensions length 2550 mm, width 650 mm, net weight 65 kg Cat.No 97500, Edit.84 | LABSCO Laboratory Company /Germany. | 5
02-07-0566 | Labsco corps tray with cover, all stainless steel, with transport handle, for storage and transportation of cadavers in pathology and anatomy. Cover: 1950 X 650 X 240 mm height. Tray:1950 X 650 X 130 mm depth. Net weight total 60 kg Cat.No. 97480 | LABSCO Laboratory Company /Germany. | 5
02-07-0567 | Physiological Monitoring system for CCU including one central station with recorder and ten bedside Monitors (Modular system) to measure ECG, Resp., Invasive & NonInvasive Blood Pressure, Temperature, Pulse Oximetery and Cardiac Output. Including Installation, Training for users, Training for engineers, Operating & Service manuals (English) and accessories & consumable for two years. | Marquette HELLIGE | 1
02-07-0568 | H-F surgery unit, complete with accessories, light source + 4 extra electrodes set & 4 connecting cable for neutral & active electrode & disp. electrodes Erbotom ICC 300 | ERBE, Germany | 15
02-07-0569 | Echo Cardiography (color doppler) CW/ PW + recommended probes for cardiography and angiography + imaging real time Pw/ CW probe + 2nd harmonic + cardiac application training for two doctors/ two engineers + installation + maintenance for four years+ B/W video printer with spare thermal head + color video printer with spare thermal head + 50 pack of (paper and ribbon). | Siemens | 1
02-07-0570 | Recommended accessory kit | ERBE ICC 300 | 5
02-07-0571 | Fiber glass light conductors | ERBE ICC 300 | 6
02-07-0572 | Liquid filled light conductors | ERBE ICC 300 | 6
Siemens Equipment Spare Parts
02-07-0573 | Part No., 3848889
Type X2169
| Description, M16 LX-Lite |  | 6
| Name of equipment, Polydoros LX 30/50 (Multix Compact) | SIEMENS
02-07-0574 | Part No., 3848897
Type, X2169
| Description, Wechselrichter. Lite |  | 6
| Name of equipment, Polydoros LX 30/50 (Multix Compact) | SIEMENS
02-07-0575 | Part No., 3773897
Type, X2169
| Description, D110 |  | 6
| Name of equipment, Polydoros LX 30/50 (Multix Compact) | SIEMENS
02-07-0576 | Part No., 4819699
Type, X2169
| Description, Anhchl 2PH Strahler |  | 6
| Name of equipment, Polydoros LX 30/50 (Multix Compact) | SIEMENS
02-07-0577 | Part No., 1171201
Type, X2169
| Description, D115 |  | 6
| Name of equipment, Polydoros LX 30/50 (Multix Compact) | SIEMENS
02-07-0578 | Part No., 3755256
| Type, X2206 |  | 6
Description, D100 Master
| Name of equipment, Polydoros LX 30/50 (Multix Compact) | SIEMENS
02-07-0579 | Part No., 1172720
Type, X2169
| Description, D200 |  | 6
| Name of equipment, Polydoros LX 30/50 (Multix Compact) | SIEMENS
02-07-0580 | Part No., 4798513
Type, X2239
| Description, HE mit AS |  | 6
| Name of equipment, Polydoros LX 30/50 (Multix Compact) | SIEMENS
02-07-0581 | Part No., 1172415
Type, X2169
| Description, Kabel Polydoros LX |  | 6
| Name of equipment, Polydoros LX 30/50 (Multix Compact) | SIEMENS
02-07-0582 | Part No., 1172431
Type, X2169
| Description, Flachband. |  | 6
| Name of equipment, Polydoros LX 30/50 (Multix Compact) | SIEMENS
02-07-0583 | Part No., 1632509
Type, X2131
| Description, ACS-Netz - Firmware |  | 6
| Name of equipment, Polydoros LX 30/50 (Multix Compact) | SIEMENS
02-07-0584 | Part No., 3157273
Type, X2169
| Description, Boot-FW f.D200 |  | 6
| Name of equipment, Polydoros LX 30/50 (Multix Compact) | SIEMENS
02-07-0585 | Part No., 4796905
Type, X2257
| Description, D200 |  | 6
| Name of equipment, Polydoros LX 30/50 (Multix Compact) | SIEMENS
02-07-0586 | Part No., 4797382
Type, X2257
| Description, D200 |  | 6
| Name of equipment, Polydoros LX 30/50 (Multix Compact) | SIEMENS
02-07-0587 | Part No., 4818543
Type, X2169
| Description, FW Generator PL-LXL |  | 6
| Name of equipment, Polydoros LX 30/50 (Multix Compact) | SIEMENS
02-07-0588 | Part No., 1170427
Type, X2169
| Description, Schaltbild |  | 6
| Name of equipment, Polydoros LX 30/50 (Multix Compact) | SIEMENS
02-07-0589 | part No., 8714362
type, X2055
| DescriptionType, D220 |  | 6
| Equipment name, Polydoros LX 30/50 (Multix Compact) | SIEMENS
02-07-0590 | Part No. , 8609489
Type, X2217
| Description , Leitung f. H1 |  | 6
| Equipment Name, Polydoros LX 30/50 (Multix Compact) | SIEMENS
02-07-0591 | Part No., 6167022
Type, X037E
| Description, PC-Board D1 |  | 5
| Name of equipment, Mobilett Plus | SIEMENS
02-07-0592 | Part No., 6167170
Type, X037E
| Description, PC-Board D3 |  | 5
| Name of equipment, Mobilett Plus | SIEMENS
02-07-0593 | Part No., 6077106
Type, X037E
| Description, Rotation-Filament |  | 5
| Name of equipment, Mobilett Plus | SIEMENS
02-07-0594 | Part No., (6089440
Type, X037E
| Description, PC-Board D4 |  | 5
| Name of equipment, Mobilett Plus | SIEMENS
02-07-0595 | Part No., 6077247
Type, X037E
| Description, Charger |  | 5
| Name of equipment, Mobilett Plus | SIEMENS
02-07-0596 | Part No., 6076510
| Type, X037E |  | 5
Description, PC-Board D7
| Name of equipment, Mobilett Plus | SIEMENS
02-07-0597 | Part No., 6077353
Type, X037E
| Description, power supply |  | 5
| Name of equipment, Mobilett Plus | SIEMENS
02-07-0598 | Part No., 6167204
Type, X037E
| Description, |  | 5
| Name of equipment, Mobilett Plus | SIEMENS
02-07-0599 | Part No., 6446913
Type, X037E
| Description, PC-Board D8 |  | 5
| Name of equipment, Mobilett Plus | SIEMENS
02-07-0600 | Part No., 6077270
Type, X037E
| Description, Inverter |  | 5
| Name of equipment, Mobilett Plus | SIEMENS
02-07-0601 | Part No., 6167121
Type, X037E
| Description, PC-Board D13 |  | 5
| Name of equipment, Mobilett Plus | SIEMENS
02-07-0602 | Part No., 6077379
| Type, X037E |  | 5
Description, Tube housing Ass.
| Name of equipment, Mobilett Plus | SIEMENS
02-07-0603 | Part No., 9577701
Type, X037E
| Description, Collimator |  | 2
| Name of equipment, Mobilett Plus | SIEMENS
02-07-0604 | Part No.,9130865
| Description, Mobilett Plus |  | 5
| Name of equipment, El Capacitor | SIEMENS
02-07-0605 | Part No., 448738
| Description, Mobilett Plus |  | 5
| Name of equipment, Collimator Lamp | SIEMENS
02-07-0606 | Type, 9028770
| Description, Mobilett Plus |  | 5
| Name of equipment, Fuse V.Quick | SIEMENS
02-07-0607 | Part No., 6077072
| Description, Mobilett Plus |  | 5
| Name of equipment, Button Panel | SIEMENS
02-07-0608 | Part No., 6790323
| Type,Xo37 E |  | 5
Description, Mobilett Plus
| Name of equipment, 6790323 | SIEMENS
02-07-0609 | Part No. 3221871
| Decicription Floppy disk drive |  | 2
| Equipment name Sonoline - Prima | SIEMENS
02-07-0610 | Part No. 4830977
| Key Lamp |  | 4
| Sonoline - Prima | SIEMENS
02-07-0611 | Part No 4830639
| A14 DGC Slide POTS |  | 4
| Sonoline - Prima | SIEMENS
02-07-0612 | Part No 4830928
A60 Power PCB
| Sonoline - Prima | SIEMENS | 4
02-07-0613 | Shockwave Head for Serial No. 7013
| Lithostar Multiline | SIEMENS | 12
02-07-0614 | Shockwave generator (Energy Components) for Serial No.7013
| Lithostar Multiline | SIEMENS | 2
02-07-0615 | Spark gap module for Serial No.7013
| Lithostar Multiline | SIEMENS | 5
02-07-0616 | Coupling Bellows for Serial No.7013
| Lithostar Multiline | SIEMENS | 12
02-07-0617 | Part No. 6167683
Type X041E
| Description D801 |  | 1
| Equipment Name Mammomat 300 | SIEMENS
02-07-0618 | 6167667
X042E
| D802 |  | 1
| Mammomat 300 | SIEMENS
02-07-0619 | 6108224
X041E
| D803 |  | 1
| Mammomat 300 | SIEMENS
02-07-0620 | 6316181
X041E
| D804 |  | 1
| Mammomat 300 | SIEMENS
02-07-0621 | 6108281
X041E
| D804 |  | 1
| Mammomat 300 | SIEMENS
02-07-0622 | 6167725
| X041E |  | 1
D805
| Mammomat 300 | SIEMENS
02-07-0623 | 6197755
X041E
| D20 |  | 1
| Mammomat 300 | SIEMENS
02-07-0624 | 6197862
X041E
| D700 |  | 1
| Mammomat 300 | SIEMENS
02-07-0625 | 1164198
X2059
D701
| Mammomat 300 | SIEMENS | 1
02-07-0626 | 3847634
X2059
D701
| Mammomat 300 | SIEMENS | 1
02-07-0627 | 1164214
X2059
D702
| Mammomat 300 | SIEMENS | 1
02-07-0628 | 1109888
X2059
D704
| Mammomat 300 | SIEMENS | 1
02-07-0629 | 1164230
X2059
D705
| Mammomat 300 | SIEMENS | 1
02-07-0630 | 8611154
X2051
D710
| Mammomat 300 | SIEMENS | 1
02-07-0631 | 1164255
X2059
D711
| Mammomat 300 | SIEMENS | 1
02-07-0632 | 6197763
X041E
D740
| Mammomat 300 | SIEMENS | 1
02-07-0633 | Mammo cassette 18 X 24 AND 24X 30, Mammomat 300 | SIEMENS | 10 each
02-07-0634 | Part No. 2844202
Type X2170
| Description No. D113 - 50 Hz |  | 1
| Equipment name Siregraph CF | SIEMENS
02-07-0635 | 2844228
| X2170 |  | 1
D114
| Siregraph CF | SIEMENS
02-07-0636 | 2844301
X2170
| D115/90 |  | 1
| Siregraph CF | SIEMENS
02-07-0637 | 3097651
X2170
| Netzteil Analog D4 |  | 1
| Siregraph CF | SIEMENS
02-07-0638 | 3097677
X2170
XCS-Interface D5
| Siregraph CF | SIEMENS | 1
02-07-0639 | 4684650
X2170
Wandler AC/DC D7
| Siregraph CF | SIEMENS | 1
02-07-0640 | 3097693
X2170
Back plane D8
| Siregraph CF | SIEMENS | 1
02-07-0641 | 3097727
X2170
Analogplatine D1
| Siregraph CF | SIEMENS | 1
02-07-0642 | 1176531
X2170
Program Prom VAO
| Siregraph CF | SIEMENS | 1
02-07-0643 | 3767360
X2170
Program Prom VAO
| Siregraph CF | SIEMENS | 1
02-07-0644 | 3774127
X2206
D190
| Siregraph CF | SIEMENS | 1
02-07-0645 | 3774143
X2206
D320
| Siregraph CF | SIEMENS | 1
02-07-0646 | 1171201
| X2169 |  | 1
D115
| Siregraph CF | SIEMENS
02-07-0647 | 3774549
X2206
| M16 |  | 1
| Siregraph CF | SIEMENS
02-07-0648 | 3774788
X2206
| D160 |  | 1
| Siregraph CF | SIEMENS
02-07-0649 | 3774929
X2206
| D165 |  | 1
| Siregraph CF | SIEMENS
02-07-0650 | 3775140
X2206
| Flterbaugruppe |  | 1
| Siregraph CF | SIEMENS
02-07-0651 | 3775256
X2206
| D100 Master |  | 1
| Siregraph CF | SIEMENS
02-07-0652 | 3826984
X2206
| Boot-FW 190 |  | 1
| Siregraph CF | SIEMENS
02-07-0653 | 3775272
X2206
| D111 |  | 1
| Siregraph CF | SIEMENS
02-07-0654 | 3773897
X2169
| D110 |  | 1
| Siregraph CF | SIEMENS
02-07-0655 | 3828006 |  | 1
X2206
FW D100J15
| Siregraph CF | SIEMENS
02-07-0656 | 4797192 |  | 1
X2257
FW D100J15
| Siregraph CF | SIEMENS
02-07-0657 | 8714362 |  | 1
X2055
D220
| Siregraph CF | SIEMENS
02-07-0658 | 4678074
| B5340 |  | 1
EL Display
| Siregraph CF | SIEMENS
End of Siemens equipment Spare parts
02-07-0659 | Oil filled electric radiator heater, 2000 Watt,1 2EL | Electrolux. | 50
02-07-0660 | Electrical Bed for CCU, Complete with accessories and Mattress. | Huntleigh Nesbit Evans or Merivaara | 10
02-07-0661 | Spectro photometer + 1000 disposable cuvettes and 5 spare bulbs/ each, Secomam S 250/T | Secomam | 10
02-07-0662 | Micro centrifuge, Haematocrit 24/230V, With scale & one spare motor + brush. | Sandberg | 8
02-07-0663 | Generator 150KV + Spare parts for two years | Hitzinger | 8
02-07-0664 | Re-newing Maintenance contract for Lithostar Multiline at Teaching Hospital for 4 years. | Siemens | 1
02-07-0665 | Vertical Autoclave YUES-46 | TAKYZAWA MEDICAL | 10
02-07-0666 | Diesel Generating set 400KVA, sound proof system + spare parts for 2 years | Hitzinger | 2
02-07-0667 | Diesel Generating set 250KVA, sound proof system + spare parts for 2 years | Hitzinger | 5
02-07-0668 | Operation lamp ceilling + 50 extra bulbs for each Skylux Model 82/ACE1 | Schco Int. Shin-Ogawanch | 8
02-07-0669 | Gastroscope, Flexible, Light Source CLV-U20 with 10 spare bulb, Suction pump KV-4 with extra bottle and plastic lines, Manual Disinfector TD-20 with extra liquid for Disinfector, any other essential accessories or consumable for two years of operation, Olympus GIF-XQ30+B390 | Olympus | 1
02-07-0670 | Operating table, universal, HEIDELBERG 1130/ complete with accessories. | MAQUET | 8
02-07-0671 | Defibrillator, Monitor & recorder, with accessories for Adult and extra one battery, Hellige Cardio Serv 4.1 | Marquette Hellige | 8
02-07-0672 | Stress ECG, Delta 60 plus, with all access. and 100 pack of recording papers (Tred mill) | Remco-Italy | 2
02-07-0673 | Oxygen Bottle 5 Lit. 150Ib. With Japanes standard valve. | OHMEDA | 200
02-07-0674 | Radioimmunoassey/ hormon tester/ T3, T4, T5 incl standards for 100000 tests |  | 1
02-07-0675 | Broncoscope ( flexible ). | Olympus | 4
02-07-0676 | Colonoscope |  | 5
02-07-0677 | Drill for orthopadic operation ( Electric ) |  | 1
02-07-0678 | Refrigerator 12ft3 |  | 100
02-07-0679 | Infusion stand , 5 ft, mobile | 0150000( Unecif ref. ) | 500
02-07-0680 | Packed cell Machine ??? |  | 2
02-07-0681 | Separation Machine ??? |  | 3
02-07-0682 | Sphygmomanometer (Mercury). |  | 150
02-07-0683 | Stethoscope |  | 150
02-07-0684 | Examination Table | Marquette Hellige | 35
02-07-0685 | Re-newing Maintenance contract for Mobilett Plus at Halabja Hospital for 4 years. | Siemens | 1
02-07-0686 | Re-newing Maintenance contract for Mobilett Plus at Ranya Hospital for 4 years. | Siemens | 1
02-07-0687 | Re-newing Maintenance contract for Mobilett Plus at Children Rehabilitation Center for 4 years. | Siemens | 1
02-07-0688 | Re-newing Maintenance contract for Multix Compact at Consultant Out Patient for 4 years. | Siemens | 1
02-07-0689 | Hino water Tank Truck Model Code: FF3HJSA LHD Specification No. TL-FF013, 4*2 Forward Control Body No. SS-LH- 4989 all Steel Bonnet type Safety Cab, with full floating Cab Suspension, Safety Glass, color –White-Engine: Hino H07D, vertical, 6cylinder in line, overhead valve, water- cooled, direct Injection type. Maximum Out put: 141kW/ (190 HP) at 2900rpm – Transmission: 6-Speed, direct drive, synchromesh / | UNICEF/ catalogue of sepecification for the IRQ (food for oi)l program/ Hino | 2
02-07-0690 | 2nd- 6th- Clutch: Dry, Single plate with Damper Springs, Hydraulic control- Steering: Circulating Ball- Wheel & Tire: 8-stud disc wheels (JIS Type), 9.00 –20- 14PR –Fuel Tank: 115 L- Tank Volume: 8, 578 Liters- Thickness of shell, end plate and buffer plate: 3.2mm- Tank Construction: Ellipse Sectioned cylindrical tank with one compartment. Tank with a Manhole Hatch with an air breather- pump: Centrifugal Pump, 6001/ min at 2500rpm. Accessories: Suction and delivery hose 63.5mmx 3m. 2each hose packing (spare), 4 each Strainer for hose and hose wrench. Material Thickness: 3.2mm for shell, end plate and buffer plate, FFO CAT. Ed.1/99 Unicef Ref. 1583
02-07-0691 | Mobile mass miniature chest x-ray unit./complete and installed on the recommended truck/ with the recommended diesel generator and all accessories to facilitate operate it on the rural areas./ with spare parts for both the instrument and the truck for two years/ all manuals (operation, installation and maintenance) should be in English. training for engineers & doctors |  | 1
02-07-0692 | Pediatric sphygmomanometer |  | 50
02-07-0693 | water softener / O.N. (HS/11KID/252/85)/ ref. no. (82/88/1501/) with all spare parts and materials required for installation and fully operation. or Equivalent | CULLIGAN (U.K.) | 1
02-07-0694 | Scanner Ultrasonic, portable for general purpose complete with access, with SONY video printer and extra thermal head. | Siemens | 4
02-07-0695 | Hig-quality Thermal printing paper for the above SONY video printer |  | 100 roll
02-07-0696 | ENT consultant examination table | Marquette Hellige | 5
02-07-0697 | Head light for the user of the above ENT table, with spare parts if needed | Heine, Germany | 20
02-07-0698 | sucktion apparatus recommenede for the abnove ENT table, with spare parts for two years. |  | 5
02-07-0699 | cautery recommenede for the abnove ENT table, with spare parts for two years. |  | 10
02-07-0700 | Pure tone audiometer. |  | 2
02-07-0701 | Bohler traction set |  | 4
02-07-0702 | Wagner set for bone elongation, femor and tibia |  | 10
02-07-0703 | Total hip prosthesis set of different sizes |  | 5
02-07-0704 | Total knee prosthesis with bone cement(methyl methcrylate) |  | 5
02-07-0705 | Phototherapy unit (new born) |  | 17
02-07-0706 | Cryostat (Tissue Tek) / KRYOUTUR 600 with illumanted LCD | FLEISCHHACKER | 1
02-07-0707 | Lab incubator 28215 LABSCO cat. Edition 84 | MEMMERT INCUBATOR | 10
02-07-0708 | Heavy duty cautery set ( Rimmer ). | Medical export Group | 10
02-07-0709 | Microscope, complete with accessories and Five extra lamps. | Binocular ( Olympus CH 30-213E ) | 30
02-07-0710 | Portable X-Ray machine 100mA .1299 | Siemens. | 4
02-07-0711 | Ambubag |  | 30
02-07-0712 | Type writer electronic, profissional, OLIVETTI, model ET2400/21, with 21 cartridges including daysy wheels (one arabic/one UK.), 1 word cart and one lift off.206 | OLIVETTI | 30
02-07-0713 | Bed side ECG mointer, Modular system to measure ECG , Resp., Invasive & non Invsaive blood pressure plus oxymetry and cardic out put, Installation and training for users, operating and service should be in English+ 2 Extra patient cable +blood pressure sensors & cuffs. | Marqutte Hellige | 10
02-07-0714 | Anesthesia machine with floutic vaporizer only | SIARE Hospital Supplies, Model Major International 400 | 10
02-07-0715 | Anathisia ventilator / Manly MP3 | MANLY | 10
02-07-0716 | Auto Micro pipetter 0.01ml |  | 50
02-07-0717 | Auto Micro pipetter 0.02ml |  | 50
02-07-0718 | Auto Micro pipette 0.05 ml |  | 50
02-07-0719 | Auto Micro pipetter 0.1ml |  | 50
02-07-0720 | Flame photometer, with accessories | Jenway PFP7 | 3
02-07-0721 | Apnea monitor for newborn with chest leads (with spare chest leads and spare parts for two years). |  | 5
02-07-0722 | Voltage Regulator 1Kw (input 110/220 - output 110/220) | BESTFRIND | 50
02-07-0723 | Voltage Regulator 3Kw (input 110/220 - output 110/220) | BESTFRIND | 50
02-07-0724 | UPS for computer, sendon UPS (602-5562) 1000 T 1000VA | Richard Kwan oriental supplier limted. | 25
02-07-0725 | Radiographic /Floroscopic Unit, complete with accessories, including installation, maintenance contract and spare parts for 4 years, application training for two doctors (2 month) & service training for two engineers, all manuals should be in English | Siemens | 1
02-07-0726 | Automatic X-Ray film processor+ recommended spare parts for 2 years | KODAK or Konica or Agfa | 20
02-07-0727 | X-ray machine Multix Compact Complete with accessories, including installation and maintenance for 4 years. Training for 2 doctors & 2 engineers | Siemens | 6
02-07-0728 | PC computer, Pentium III, 400MHZ, 64MB Memory, 4GB hard Disk, 3.5"Disk drive, CD drive 36X, SVGA (4 MB video RAM) card and monitor 15", Standard Key board, Supplied with mouse pad, Screen filter, Dust cover, HP laser Jet 6l printer with 10 extra toner cartridge and UPS 750W. | D.L Group CMC.SA | 12
02-07-0729 | Centrifuge Labofuge 200 | Hereaus Instr. | 12
02-07-0730 | Horizantal electrically heated high pressure sterilizer, at least 100 liter capacity. | Medical. Co. Ltd. | 5
02-07-0731 | Lead glass 40*60cm for x-ray protection | Siemens | 20
02-07-0732 | Blood bank refrigerator, Model NGH37BLU/2 | Foster | 4
02-07-0733 | Operating lamp / Emergency-Stand + 50 spare lamps for each SKYLUX model 25E | Schco Int. Shin-Ogawanch | 10
02-07-0734 | ECG recorder, Delta 3 plus with 100 pack of paper, Remco-Italy. | Fleischhacker | 6
02-07-0735 | Medical vaculyser, SAM 35/ spare parts for two years | Scientific and Tec. Supp. | 15
02-07-0736 | Oxygen concentrator+Spare filters | Atmos Medizintechnik, Medco 4000 | 10
02-07-0737 | Labour bed | MAQUET | 7
02-07-0738 | CGT Unit Sonic aid team should be with English operation and maintenance manual | Fleischhacker | 20
02-07-0739 | Analogue HB meter | ERMA | 12
02-07-0740 | Gyn.Curretage set |  | 5
02-07-0741 | Doppler, Fetal Heart (Pocket type ) SHOULD BE U.K. OR JAPANEES | Medical Export Group. | 20
02-07-0742 | Haematology analyser ( Automated )+ Installation +Training for one engineer & one user + reagents for 200000 tests. | Coulter, Abbott+E275, Sysmex | 2
02-07-0743 | Oxygen regulator for gas cylinder | OHMEDA | 50
02-07-0744 | Surgical instrument set ( major ) |  | 3
02-07-0745 | Surgical instrument set ( minor ) |  | 7
02-07-0746 | ENT surgical operation Set |  | 3
02-07-0747 | Laparatomy set |  | 3
02-07-0748 | Tonsillectomy set |  | 6
02-07-0749 | Orthopedic Saw 220V with 10 saw blades 50, 65mm diameter. | TEUFEL,WILH | 10
02-07-0750 | External Fixation set. |  | 50
02-07-0751 | Skin graft set. |  | 20
02-07-0752 | Ultra sound sonoline prima, convex 3.5Mhz, 5 Mhz linear and 7.5MHZ small parts, 7.5 endocavitry (for endovaginal and endorectal) Probes+ B/W SONY video printer + spare thermal head for the video printer + Ultrasound gel + SONY high quality thermal printing paper, installation + four years maintenace. training for 2 doctors & 2 engineers | Siemens | 6
02-07-0753 | Siremobil Compact 17cm Mobile X-Ray unit with image intensifier & TV system, Installation, Spare parts for 2 years, maintenance for 4 years. Training for doctors & engrs | Siemens (044 06 638 R VR21). | 3
02-07-0754 | Sigmoidoscope |  | 5
02-07-0755 | Resusitation Incubator |  | 5
02-07-0756 | Cold room for storing vaccine, with shelfs, 2.5 x 2.5 m Inner diminsion, SICPLANT s.r.l/ complete with spare parts for two years. | SMIDCO CO. LTD., ITALY | 2
02-07-0757 | Washer - Extractor, capacity per load: not less than 50 Kg dry weight, 380 V, 50Hz, with spare parts for two years of operation | Elecrolux | 8
02-07-0758 | Tumble Dryer, capacity per load: not less than 50 Kg dry weight, 380V, 50Hz, with spare parts for two years of operation | Electrolux | 8
02-07-0759 | Astrap machine/ with capillary tubes and all accessories for 2000 test. |  | 3
02-07-0760 | Baby warmer |  | 15
02-07-0761 | Water bath |  | 6
02-07-0762 | Laryngoscope |  | 15
02-07-0763 | Water dist. 4L/h, (Metal type ) + extra heater + thermo switch. |  | 7
02-07-0764 | Bone cutter |  | 2
02-07-0765 | Diagnostic Set |  | 10
02-07-0766 | CO2 Insufelator( Gyn. ). |  | 5
02-07-0767 | Mobilett Plus Mobile X-Ray unit + Installation+ Cassettes+ maintenance for 4 years. | Siemens | 5
02-07-0768 | Patient Trolly |  | 20
02-07-0769 | Trolley for Hospital food distribution |  | 50
02-07-0770 | Trolley for Hospital drug distribution |  | 100
02-07-0771 | Ophthalmoscope |  | 10
02-07-0772 | Photocopier machine +Toner & spare parts for 2 yaers | Canon,NP 1215 | 5
02-07-0773 | Multimedia projector MP 8625 Cat.No. TA 10480 WHO Cat.99 | Fleischhacker | 2
02-07-0774 | Computer System (Server ), 8 Processor Pentium III, 450MHz computer, Hard disk 18 Dbyte, 256 Mbytes RAM, 250 Mbytes Zip drive, 44X CD drive, 8 Mbytes AGP port video card, 15" SVGA Monitor. | HP | 1
02-07-0775 | Windows NT 4.x ( registered one ), server program with it's manuals and License |  | 1
02-07-0776 | LAN cards.KTX Lan adapter, PCI LAN cards with RJ-45 port and BNC port. |  | 30
02-07-0777 | Ethernet HUB-16+ ,16 port Ethernet HUB for computer Networking |  | 10
02-07-0778 | UTP cable, 8 wire with shield UTP cable for RJ 45 connector |  | 1000 meter
02-07-0779 | RJ 45 connector,RJ-45 connector |  | 200
02-07-0780 | Clamping tool for RJ-45 connector, the tool used for connecting RJ-45 connector to the UTP cable |  | 3
02-07-0781 | X-Ray digital dose meter (with LCD display ) for measuring of scattering radiation |  | 10
02-07-0782 | X-Ray dose meter ( pen type )with accessories for analyzing the accumlated radiation taken by the operator. |  | 100
02-07-0783 | Lead apron 100 cm length |  | 30
02-07-0784 | Lead apron 120 cm length |  | 30
02-07-0785 | Operative colangiography table |  | 1
02-07-0786 | Overhead projector/ desk top/ FAMULUS 575/ CAT. NO. 214-0240 with spare parts (lamp, etc.) and accessories. (Richard kwan orintal suppliers ltd. 26 edition) | KINDERMAN | 10
02-07-0787 | Slide projector automaticly oprated.with spare parts (lamp, etc.) and accessories. | KINDERMAN | 10
02-07-0788 | white projection screens, tripod mount, cat. No. : 214-0200 | KINDERMAN | 20
02-07-0789 | Oven, capacity 240 lit. 36215 LABSCO cat. Edition 84 | Memmert Universal | 10
02-07-0790 | Water cooler fountain Westing House with model WPLF 10CP white capacity 120 persons size W305H1116D105mm. Easy electric and plumbing connection, pressure regulator cold water thermostat.Cat.No.1299 | Westing House | 50
02-07-0791 | CT1 (Lumber rotation ) from active rehabilitaion catalog (EN TRAIN) | ENRAF NONIUS | 1
02-07-0792 | CT2 (Lumber Flexion / Extention) from active rehabilitation catalog (EN TRAIN) | ENRAF NONIUS | 1
02-07-0793 | CT3 (Lying Leg Raise) from active rehabilitation catalog (EN TRAIN) | ENRAF NONIUS | 1
02-07-0794 | PT1 (Shoulder pull /push ) from active rehabilitation catalog (EN TRAIN) | ENRAF NONIUS | 1
02-07-0795 | PT3 (Leg squat) from active rehabilitation catalog (EN TRAIN) | ENRAF NONIUS | 1
02-07-0796 | PT4 (Leg flexion/Extension) from active rehabilitation (EN TRAIN) | ENRAF NONIUS | 1
02-07-0797 | 3/2 (Abduction) / (ENDynamic) | ENRAF NONIUS | 1
02-07-0798 | 3/3 (Fly) (ENDynamic) | ENRAF NONIUS | 1
02-07-0799 | 3/4 (Total Hip)(ENDynamic) | ENRAF NONIUS | 1
02-07-0800 | 3/5 (ARM Flexion) from active rehabilitation catalog (ENDynamic) | ENRAF NONIUS | 2
02-07-0801 | Enraf- nonius 955 (from active rehabilitation catalog)(ERG 600) | ENRAF NONIUS | 1
02-07-0802 | MONRAK 818 ( from active rehabilitation catalog)(ERG 600) | ENRAF NONIUS | 1
02-07-0803 | B- EN -Mill HV ( high adjustable) from active rehabilitation catalog | ENRAF NONIUS | 1
02-07-0804 | D- EN- Mill including all options from active rehabilitation catalog | ENRAF NONIUS | 1
02-07-0805 | Infrared radiator IR3 with mobile stand | ENRAF NONIUS | 2
02-07-0806 | Endomed 585 -ID low and medium freq. In a high grade unit with 2- extra electrode cable 2- core, 2- set flexible rubber electrodes 6*8 cm, 2set of moist pad, operation manual, maintenance manual and a therapy book (1480.762) | ENRAF NONIUS | 3
02-07-0807 | Contact gel for ultrasound 3444.473 bottle 500ml | ENRAF NONIUS | 40
02-07-0808 | Multi frequency treatment head for sonopuls 591.14590901 | ENRAF NONIUS | 2
02-07-0809 | One therapy book 1480.762 | ENRAF NONIUS | 1
02-07-0810 | Vacotron 560- Vacum unit (220 V) | ENRAF NONIUS | 2
02-07-0811 | Including standard accessories | ENRAF NONIUS | 4 sets
02-07-0812 | Fango heater paraffin bath | ENRAF NONIUS | 2
02-07-0813 | 3448-115 paraffin wax | ENRAF NONIUS | 50kg.
02-07-0814 | 3445-020 Traction frame with adjustable hight , for mounting of the Eltrac 471 on Manumed special traction | ENRAF NONIUS | 2
02-07-0815 | Traction unit Eltrac 471 with 2 set of standard accessories | ENRAF NONIUS | 3
02-07-0816 | compained unit Sonopuls 591 for ultasound and electrotherapy with 2set of standard accssorios | ENRAF NONIUS | 2
02-07-0817 | C-VHS video camera with bulit in LCD monitor / with all cables to be connected to TV + 10 film cassettes | CANON or JVC | 1
02-07-0818 | T.V color 27 inch./ with audio / video input and output. | SONY | 1
02-07-0819 | Portable drilling machine | HILLTI | 2
02-07-0820 | Set of burs (1-12) for the above drilling machine | HILLTI | 3 set
02-07-0821 | Electric Arc. Welding machine 250A, 220V. |  | 2
02-07-0822 | Analoge multimeter | FLUK | 8
02-07-0823 | Digital multimetre | FLUK | 2
02-07-0824 | Soldering iron 30 - 100 Watt. | HEYCO | 10
02-07-0825 | Set of ball head hexogonal wrench | HEYCO | 5
02-07-0826 | Portable grinder machine | BOSCH | 4
02-07-0827 | Vaccume compresser 1.hP.Bristol | H.Jessen Jurgensen. | 2
02-07-0828 | Clamp meter 0 - 600A. Bristol | H.Jessen Jurgensen. | 2
02-07-0829 | Compressor for refrigerator size 1\4 ton. Bristol | H.Jessen Jurgensen. | 100
02-07-0830 | Compressors for refrigerator size 1\5ton. Bristol | H.Jessen Jurgensen. | 50
02-07-0831 | Compressors for refrigerator size 1\6 ton. Bristol | H.Jessen Jurgensen. | 50
02-07-0832 | Compressors of Air cond. 1 1\2 ton.Bristol | H.Jessen Jurgensen. | 100
02-07-0833 | Compressors of Air cond. 2ton.Bristol | H.Jessen Jurgensen. | 100
02-07-0834 | Compressors of Air cond. 2 1\2 ton.Bristol | H.Jessen Jurgensen. | 10
02-07-0835 | Automatic for refrigerator, Ranko. | H.Jessen Jurgensen. | 100
02-07-0836 | Automatic for Aircond, Ranko. | H.Jessen Jurgensen. | 100
02-07-0837 | Dryer Filter for refrigerator. | H.Jessen Jurgensen. | 200
02-07-0838 | Refrigerant ( R12) | H.Jessen Jurgensen. | 150Kg.
02-07-0839 | Refrigerant ( R22) | H.Jessen Jurgensen. | 150Kg.
02-07-0840 | Pressure gauge for sphygnomanometer | Fleischhacker | 250
02-07-0841 | Glass tube for sphygnomanometer ( Mercury ). | Fleischhacker | 200
02-07-0842 | Cuff for sphygnomanometer | Fleischhacker | 500
02-07-0843 | Mercury for sphygnomanometer | Fleischhacker | 15Kg.
02-07-0844 | Precission Vernier calipers / 1806 | HEYCO | 2
02-07-0845 | Adjustable Hack saw frame / 1610 | HEYCO | 4
02-07-0846 | Hacksaw blades ( 1615 & 1616 & 1617 ) | HEYCO | 40 each
02-07-0847 | Dental Amalgameter |  | 10
02-07-0848 | Rotor for Turbine hand piece (Capsul type) |  | 50
02-07-0849 | Low speed hand piece (angle) |  | 20
02-07-0850 | Ultrasonic scaler (cavitron) prtable |  | 15
02-07-0851 | Base and Back rest motor | Kavo | 2
02-07-0852 | Disinfectant spray |  | 100
02-07-0853 | Lubricating spray |  | 50
02-07-0854 | Light assembly for IMS Dental unit | IMS | 5
02-07-0855 | Light assembly for Kavo | KAVO | 2
02-07-0856 | Light bulbs for op-light IMS Dental unit | IMS | 10
02-07-0857 | Dental syringe |  | 20
02-07-0858 | Elevator different size and shape |  | 50
02-07-0859 | Periodental probe |  | 20
02-07-0860 | Currate |  | 20
02-07-0861 | Periodental dressing |  | 20
02-07-0862 | Periodental dressing |  | 20
02-07-0863 | Clicor hexodine dressing |  | 30
02-07-0864 | Hydrogyn peroxide H2O2 3% |  | 50 bottel
02-07-0865 | Asperaiting Dental Cyrynge |  | 20
02-07-0866 | Dental assistant stool |  | 20
02-07-0867 | Syeril disinfectant |  | 50 lit
02-07-0868 | Flouride Gel application |  | 40 bottel
02-07-0869 | Scaler | sickle | 30
02-07-0870 | Burnisher |  | 20
02-07-0871 | Dycal applicator |  | 20
02-07-0872 | Spreader |  | 15
02-07-0873 | Amalgom carrier |  | 20
02-07-0874 | Chattle forceps |  | 20
02-07-0875 | Gingiroectomy knife |  | 10
02-07-0876 | Dental cabinet |  | 20
02-07-0877 | Light cure system |  | 5
02-07-0878 | Turbine high speed hand piece | Belmont | 30
02-07-0879 | Hand piece low speed (strigt, angle) | H.P | 20
02-07-0880 | Anterier filling (compiste) |  | 50pk
02-07-0881 | Anterier filling (light cure) |  | 50pk
02-07-0882 | Chair- side orthodontic cabinet (4 drawer size) |  | 10
02-07-0883 | Plastic lip retractors (Assorted sizes) |  | 100
02-07-0884 | Side cutters (assorted) |  | 10
02-07-0885 | Front Cutter (assorted) |  | 10
02-07-0886 | Digital and cutter (assorted) |  | 10
02-07-0887 | Angle wire bending pliers |  | 50
02-07-0888 | Ligature forming pliers |  | 5
02-07-0889 | Electronic dental Vernier |  | 10
02-07-0890 | Cephlometric tracing kit |  | 10
02-07-0891 | Acetate tracing and covers (a 00 sheet pack) |  | 10
02-07-0892 | Stand for pliers (assorted) |  | 10
02-07-0893 | Typodent (including all accessories) |  | 5
02-07-0894 | Orthodontic radiographic viwer |  | 5
02-07-0895 | Plastic orthodontic appliance container (assorted colores) |  | 1000
02-07-0896 | Pentomorghic preformed arch kit (assortment) |  | 10
02-07-0897 | Polyclav (polimerization pressure vessel) |  | 5
02-07-0898 | Digital Orthodontic spot welder and solder |  | 2
02-07-0899 | Mini torch (with propane gas containers) |  | 5
02-07-0900 | Ultrasonic cleaner (with all accesscries) |  | 5
02-07-0901 | Electriolytic polisher |  | 2
02-07-0902 | Orthodontic blow pipe |  | 5
02-07-0903 | Prewelded bands and brackets (Assortment) |  | 1000
02-07-0904 | Standard edgewise brackets (50 cases kit) |  | 10
02-07-0905 | Canine direct bonding brackets with hooks |  | 250
02-07-0906 | Triple strand twisted straight length arch wize |  | 100
02-07-0907 | Round super elastic nickle titanium arch form |  | 1000
02-07-0908 | Preformed short twisted precut ligature wire (1000 pack) |  | 100
02-07-0909 | Stainless tubing |  | 10
02-07-0910 | Elastoforce plastic chains (Power chain, 3.5 m) |  | 100
02-07-0911 | British dental journal book bord, 1999 |  | 2
02-07-0912 | British orthodrtic journal book, from 1991 - 1999 |  | 2
02-07-0913 | American dental journal book. |  | 2
02-07-0914 | American dental and facial orthopeadic book |  | 2
02-07-0915 | British book prosthodent journal book. |  | 2
02-07-0916 | British Maxillo facial Journal book. |  | 2
02-07-0917 | Dental guplautology journal book |  | 2
02-07-0918 | Infusion pump for insulin and infusion pump for desferal for thalasimia |  | 500
02-07-0919 | Carbon dioxide monitor (Transcutaneous) |  | 5
02-07-0920 | Oxygen monitor (transcoutaneous)/ pediatric hospital |  | 5
02-07-0921 | Continous/pulsed microwave therapy- Radarmed 950 | ENRAF NONUS | 4
02-07-0922 | Trans cataneous nerve stimulation |  | 5
02-07-0923 | 3 Wings X-Ray Protection paravan, 2 x 1 m wing, with one 60 x 40 cm lid glass |  | 20
02-07-0924 | Broncoscope ( Rigid ). |  | 1
02-07-0925 | Multi channel auto- analaysier for Biochemecal ex. Bl. Sys. uria, SGpt…..ECT, with: All chemical needed for all investigation for 5 years, Spare parts for 5 years, training, maintance & installion, operation manuals should be in English. | COULTERCOUNTER | 2
02-07-0926 | Bone growth stimulator | AME | 1
02-07-0927 | Electronic self-conatained chair scale | Acme | 1
02-07-0928 | Shortwave chair (RH 097) | Electro-Medical supplies, Wantage, Oxfordshire, UK. OX12 7AD. | 2
02-07-0929 | Dunlopillo mats (RH 028) | Electro-Medical supplies, Wantage, Oxfordshire, UK. OX12 7AD. | 10
02-07-0930 | Complete Therasonic 450 ultrasound unit (EMS 450) | EMS | 1
02-07-0931 | Dunlopillo mats (RH 029) | EMS | 10
02-07-0932 | Rocker board (RH 031) | EMS | 5
02-07-0933 | Balance benches (RH 015) | EMS | 6
02-07-0934 | Balance benches (RH 016) | EMS | 6
02-07-0935 | Parallel Bars (RH 063) | EMS | 4
02-07-0936 | Mobile Mirror (RH 066) | EMS | 5
02-07-0937 | Body Ball (RH 288) | EMS | 8
02-07-0938 | Body Ball (RH 289) | EMS | 5
02-07-0939 | Body Ball (RH 290) | EMS | 3
02-07-0940 | Theraband (RH 292) | EMS | 5
02-07-0941 | Theraband (RH 293) | EMS | 5
02-07-0942 | Theraband (RH 294) | EMS | 5
02-07-0943 | Theraband (RH 295) | EMS | 5
02-07-0944 | elastic plaster of paris, 150mm, 10 rolls | 699G1=15/Otto Bock/ Orthopaedische Industrie/Duderstadt, Germany | 100
02-07-0945 | Plaster of Paris, Cellona 100mm, 10 rolls | 699G3=10/Otto Bock | 100
02-07-0946 | Plaster of Paris, Cellona 150mm, 10 rolls | 699G3=15/Otto Bock | 200
02-07-0947 | Talcum | 639A1=1/Otto Bock | 50
02-07-0948 | Lightmetal bar | 605P8=16/Otto Bock | 25
02-07-0949 | Aluminium plate, 2 mm thickness | 605T1=2/Otto Bock | 4
02-07-0950 | Aluminium plate, 3 mm thickness | 605T1=3/Otto Bock | 4
02-07-0951 | Loops (Plastic), pcs. | 514U2=25/Otto Bock | 3000
02-07-0952 | Double rubber belt, roll | 623G4/Otto Bock | 3
02-07-0953 | Special pulling kniffe for Plaster | 718H12/Otto Bock | 1
02-07-0954 | Hole punch pliers | 706L1/Otto Bock | 3
02-07-0955 | Leather scissors | 719L2/Otto Bock | 3
02-07-0956 | Screw tap set | 731Z1/Otto Bock | 1
02-07-0957 | Hessing screws M5x10x12 | 501S16/Otto Bock | 100
02-07-0958 | Flat nut (german:Zweilochmutter) | 502R1=M5x16 Bock | 100
02-07-0959 | Steel plate, stainless | 651T1=2000x2 Bock | 2
02-07-0960 | Service tool set (metric) | HEYCO, Germany 1002-910-M | 4
02-07-0961 | Service tool set (inch) | HEYCO, Germany 1101-911-F | 4
02-07-0962 | Tool set (metric) | HEYCO, Germany 1101-911-M | 14
02-07-0963 | Tool set (inch) | HEYCO, Germany 1101-911-AF | 14
02-07-0964 | Portable car repair set (metric) | HEYCO, Germany 1129-912-M | 14
02-07-0965 | Service tool kit (metric) | HEYCO, Germany 1023-940-M | 5
02-07-0966 | Service tool kit (inch) | HEYCO, Germany 1023-940-AF | 5
02-07-0967 | Mechanical tool kit | HEYCO, Germany 1129-942-M | 8
02-07-0968 | Mechanical tool kit | HEYCO, Germany 1129-942-AF | 8
02-07-0969 | Industrial tool kit (metric) | HEYCO, Germany 1140-943-M | 8
02-07-0970 | Industrial tool kit (inch) | HEYCO, Germany 1140-943-AF | 8
02-07-0971 | Electrician tool kit (metric) | HEYCO, Germany 1000-951M | 15
02-07-0972 | Electrician tool kit (inch) | HEYCO, Germany 1000-950-AF | 15
02-07-0973 | Fine mechanic tool set (metric) | HEYCO, Germany 1005-951-M | 15
02-07-0974 | Fine mechanic tool set (inch) | HEYCO, Germany 1005-915-AF+E2 | 15
02-07-0975 | Air condition, window type, super quite | General, Mod AFH16R | 40
02-07-0976 | Calicum analyzer for pediatric hospital |  | 1
02-07-0977 | Electrophoresis equipment for Protein, with consumable for 10000 tests, incl training |  | 2
02-07-0978 | Electrophoresis equipment for Hemoglobin, with consumable for 10000 tests, incl training |  | 2
02-07-0979 | Deep freezer 14ft3 |  | 10
02-07-0980 | Incinerator, capacity 250 Mcal/h, Qty. of waste 600Kg/day, Calorific value 3600 Lcal/Kg | Hoval,VOT 100 | 10
02-07-0981 | Blood transfusion chair |  | 10
02-07-0982 | Bone denstometer, with all accessories and spare parts for two years |  | 2
BOOKS AND JOURNALS
02-07-0983 | Essential Pediatrics | David nun John | 2
02-07-0984 | Disease of Neoborn | Schaffer & Anerb | 1
02-07-0985 | Harrisons Principal of Internal Medicine,14 Edition |  | 1
02-07-0986 | Advances In Developmental and Behaviopal Pediatrics, JAI Press, 36 Sherwood Palace, POB 1678, Greenwich CT 06836 |  | 1
02-07-0987 | Archives of Disease In Childhood, B.M.A House, Tavistock Sq., London WC1H 9JR, England |  | 1
02-07-0988 | Archives of Disease In Childhood. Fetal and Neonatal Edition, BMJ Publishing House, BMA House, Tavistock Sq., London WC1H 9JR, England |  | 1
02-07-0989 | Developmental Medicine and Child Neurology, Mackeith Press, 526-529 High Holborn House, 52-54 High Holborn, London WC1V 6RL, England |  | 1
02-07-0990 | Mental Retardation in Developmental Disabilities, John Wily and Sons, Chichester |  | 1
02-07-0991 | Mental Retardation in Developmental Disabilities Research Reviews, John Wily and Sons, 605 3RD AVE New York NY 10158 |  | 1
02-07-0992 | British Journal of Physiotherapy, Physitherapists Association, London |  | 1
02-07-0993 | New Zeland Journal of Physiotherapy, Willngton, New Zeland |  | 1
02-07-0994 | Treat your own Neck Reference book (EDC 006) | EMS | 5
02-07-0995 | Treat your own Back Reference book (EDC 005) | EMS | 5
02-07-0996 | Anatomical chart The muscular system | EMS | 4
02-07-0997 | Anatomical charrt Shoulder and Elbow | EMS | 4
02-07-0998 | Anatomical chart Hand and Wrist | EMS | 4
02-07-0999 | Anatomical chart Foot and Ankle | EMS | 4
02-07-1000 | Anatomical chart Hip and Ankle | EMS | 4
02-07-1001 | Anatomical model Lumbar spine | EMS | 1
02-07-1002 | Anatomical model Simple spine | EMS | 1
02-07-1003 | Anatomical model Knee joint | EMS | 1
02-07-1004 | Incubator, Infant, complete with accessories & consumable, 220V, 50Hz, service manual in English, set of spare parts for two years | MEG model YD-F-285 B | 10
02-07-1005 | Computerized Orthopantonogragh with monitoring screen and image printer (with all accessories) |  | 1
02-07-1006 | Fully Automatized Dentale X-Ray Film prossessor |  | 3
02-07-1007 | Motorcycle, 250CC | Honda | 5
02-07-1008 | Fork lift, Toyota Engine, 5 ton. | TOYOTA | 1
02-07-1009 | Blood Gas, PH analyzer |  | 2
02-07-1010 | Cystoscope with acces. |  | 1
02-07-1011 | Truck, 10 Tons, diesel, incl spare & maintenance parts for 4 years operation, 2 sets of tires |  | 4
02-07-1012 | Truck, 2.5 Tons, diesel, incl spare & maintenance parts for 4 years of operation, 2 sets of tires |  | 2
02-07-1013 | Pick-up Double cabine, incl power steering, aircon, spare & maintenance parts for 4 years operation, 2 sets of tires | TOYOTA | 2
02-07-1014 | Refrigerated Drug Vehicle, diesel, spare & maintenance parts for 4 years, 2 sets of tires |  | 1
CODE | DESCRIPTION | QTY | UNIT
02-07-01015 | Blood bag sterile 1 unit | 25000
02-07-01016 | I.V. cannula different sizes (G20 & G22) | 200000
02-07-01017 | Anti D immunoglobulin inj. 250 IU | 2000
02-07-01018 | Neostigmine methyl sulfate inj. 2.5 mg/ml 10 ml | 20000
02-07-01019 | Suxamethonium chloride inj. 50 mg/ml 2 ml | 15000
02-07-01020 | Diazepam injectable 5 mg/ml 2 ml ampoule | 80000
02-07-01021 | Streptokinase inj. 750,000 IU oer vial | 1000
02-07-01022 | Oxytocin injectable 10 IU/ml 1 ml ampoule | 50000
02-07-01023 | Streptokinase 750,000 I.U | 500 | vials
02-07-01024 | Suxamethonium Hydrochloride 500Mg/10 ml injection pack of 10 vials | 1000 | Packs
02-07-01025 | Oxytocin, synthetic - 10 I.U. pack of 100 ampoules | 100 | Packs
Code No. | Commodity | Supplier | Qty
General terms and conditions - Power supply 220V,50HZ - Set of recommended spare parts for two years - Service and operation manuals with spare parts list in English(three sets each)
Erbil Governorate
02-07-01026 | Two stage steam type Absorption chiller Model HAU - CW 630 V Refrigerating capacity (550) USRT , 1.663.200 Kcal/h ; [Evaporator (inlet temp; =12Co ,out let temp;=7Co, Water flow rate 333 m3, pressure drop approx. 8 mAq)],[Condensor(inlet temp; =32 Co ,out let temp;=41 Co, Water flow rate 468 m3/H, pressure drop approx. 7.5 mAq)], pressure 1.5 Kg/cm2, Steam flow rate 4675 Kg/h, solution pump 3.7 KW. Refregrant pump 1 KW. Vaccum pump 0.4 KW. Power input 380 V, 50 Hz, 17.8 KVA, Solution :53%, Libr. solution . - With all accessories for Installation & operating. - Installation &pre operating under load by supplier. - Training for two engineers in the company during manufacturing machines . -Maintenance with spare parts for two years by supplier. -Operation & service manual in English . - Spare parts for two years . N.B. A survey and study to be done by the HITACHI company consultant engineers to test and define the efficiency of central cooling system in RIZGARY General Hospital (400 beds Marubini product 1982, the capacity of this hospital will be 700 Beds), if the test was negative and the above model was not sufficient, then | Marubini (HITACHI, Ltd. Japan) | 3
the system should be changed to a new suitable and sufficient (last model) Chillers (pumps, cooling towers,...etc.) according to the new cooling capacity (design to be done by the company)
02-07-01027 | MP - smoke tubeSteam boiler (working pressure 4.0 kg/cm2)Burner motor ; 0.75Kw x 3 inch diameter., 380 V, 50 Hz,oil pump 0.4kw x 3 inch diameter x 380 V x 50 Hz Necessary thermal output 2,996,100 K .Cal/ h, Forced draft fan 90 m3/ min x15 KWx inch diameter , 380 V , 50 Hz, Oil pump: 0.4 KW,3 diameter, 380 V, 50 Hz, Fuel consumption (type ): 357kg /h(No. 2 oil )with automatic continuas blow off assembly Blow Down rate 3% heat exchanger heating surface 58m2 with following accessories(Oil firing burner, automatic combustion control, automatic feed water control, control panel, forced draft fan, feed water pump, continuous blow down equipment, chemical dosing pump, feed water meter, boiler insulation. with all accessories for Installation & operating - Installation & all connections with old main system & pre operating under load by supplier. - Training for two engineers in the company during manufacturing machines . - Installation by supplier -Operation & service manual in English (2 sets each) - Spare parts for two years . | Hirakawa IRON Ltd. Osaka- Japan (Meddle east) | 3
02-07-01028 | Centrifugel liquid chiller model CVGE, 30F TYPE B 601M012E, STARTING CURRENT 667A Full load current 417A, with all accessories. Water colled condenser ( by cooling towers ,inlet 35Co ,outlet 30Co ) . - Out let temp .7Co ( cooling system 7 Co. output from Evaporator) - Installation( with all mechanical, elictrical,civil accessories of installtion),including cooling piping test & maintenance of them if it is necessary, operation of the new system under full load for six monthes by supplier . -Maintenance for three years with sare parts by supplie & necessary Spares for five years to be stored in Health wearhouse by supplier . -Training for two Engineers aboard during manufacturing the new Chillers -Feed back all contract condtion befor sining the contract to LHA . -Operation & service manual including all specifications of the cooling system & all trabelshotings with its tretments in English N.B. A survey and study to be done by the TRANE company consultant engineers to test and define the efficiency of central cooling system in Maternity & Pediatric Hospital (260 beds, 1983, the capacity of this hospital became now around 500 beds), cooling capacity was (600 tons) for three | TRANE / FRANCE | 3
centrifugal liquid Chillers each , Serial no.( E 66470 , E 66469 , E66415 ) , MODEL : CGWA 213E , ORDER :06B242 , Each 374 Kg R12 , 300 TON each, if the test was negative and the above model was not sufficient, the system should be changed and modify to a new suitable and sufficient (last family) Chillers (pumps, cooling towers,...etc.) according to the new cooling capacity (design to be done by the company)
02-07-01029 | Timer delay relay start - Delta type ERY -21305 B, Volts AC 110/110-12V, 50/60 Hz, AC 220/220-242 V, 50/60 Hz , ERY-2-TEC-Timer(0-30)sec. | Telemechaniq,moiller | 100
02-07-01030 | Oil pump ( rpm 1425 ,50 Hz ,3 ph ) complete unit ( MOT 1313) using FOR CENTRIFUGAL LIQUID CHILLERS CCGA - 034 | TRANE (FRANCE ) | 3
02-07-01031 | Auto analyzer for Biochemical estimation tests, with its solution and standard solution which is necessary for 3000 patient/ month,for the following tests " Blood sugar, Blood urea, Liver function test, S. uric asid, Cretinine, Cholelistrol…etc.", - Installation by supplier -Training for two engineers and two doctors -Maintenance by supplier for two years - Spare parts for two years . | VAMED / SHIMADZU | 2
02-07-01032 | Parts for Laparoscopy, Combined suction and Irrigation pump for Laparoscopy with mains cord 400A, model: HAMOU ENDOMAT, cat. #(26331020) | KARL STORZ- Germany | 2
02-07-01033 | Silicone- Tubing set for suction, sterilizable, cat. #(20300042) | KARL STORZ- Germany | 20
02-07-01034 | Bacterial Filter, non-sterile, disposable, package of 10, cat. #(20300101) | KARL STORZ- Germany | 1000
02-07-01035 | 2 Suction Bottles, 5L, sterilizable, cat. #(20300050) | KARL STORZ- Germany | 4
02-07-01036 | 2 Bottle Caps for suction bottles, 5L, sterilizable, cat. #(20300034) | KARL STORZ- Germany | 4
02-07-01037 | 2 Bottle Stands for suction bottle, 5L, cat. #(20300032) | KARL STORZ- Germany | 4
02-07-01038 | Bottle Stand Holder, cat. #(20300033) | KARL STORZ- Germany | 4
02-07-01039 | Special Tool for dismounting the pressure dome, cat. #(20020330) | KARL STORZ- Germany | 6
02-07-01040 | Two-Pedal Footswitch to control suction and irrigation function, cat. #(20010230) | KARL STORZ- Germany | 2
02-07-01041 | LAP Tubing set, sterilizable, cat. #(20330041) | KARL STORZ- Germany | 20
02-07-01042 | 3 LAP Tubing sets, disposable, cat. #(20330061) | KARL STORZ- Germany | 500
02-07-01043 | LAP Tubing sets, disposable, package of 10 pcs. 20330061 cat. #(20330002) | KARL STORZ- Germany | 1000
02-07-01044 | LAP Tubing sets, disposable with SAFE-Lock connection, package of 10 pcs. 20331061 cat. #(20331002) | KARL STORZ- Germany | 1000
02-07-01045 | Irrigation and Suction Tube, anti-reflex surface, with two-way stopcock for single hand control, cat. #(26173BN) | KARL STORZ- Germany | 100
02-07-01046 | Handles for Laparoscopy: - Metal Handle, with MANHES style ratchet, #: 33132 - Metal Handle, with MANHES haemostat style ratchet, #: 33133 - Plastic Handle, with MANHES style ratchet, #: 33122 - Plastic Handle, with MANHES haemostat style ratchet, #: 33123 | Karl Storz | 2 each
02-07-01047 | Flexible Nose Pharyngoscope, cat. No. 31.0001s for ENT set | Drehmann GmbH | 2
02-07-01048 | Ultrasound Unit , model: Prima, or similar, for use with Lithostar Multiline -With abdominal probe and rectal probe type suitable for urological examine -Video printer - paper thermo sensitive ( 600roll) -Gel tube /250g( 900tube) - Installation by supplier -Maintenance by supplier for two years - Spare parts for two years . | SIEMENS | 1
02-07-01049 | Remote control for table of Lithostar Multiline | SIEMENS | 1
02-07-01050 | Monitor, N 44CM/SD, for use with X-ray unit(Siregraph CF), ref. no. 02844376X2183 | SIEMENS | 1
02-07-01051 | Spectrophotometer (Spectronic 20+ Genesys), UV/Visible, single cell holder for 10mm cuvettes complete with: - Extra tungsten lamp (Qty. 15) - Extra Deuterium lamp (Qty. 15) - Extra cuvette, 10mm (Qty. 6) | Scientific and Technical supplies LTD/ Fisher | 3
02-07-01052 | Multi-channel Gamma counter with computer and printer for (hormones estimation) with its accessories and reagents for 1000 patient/ month - Installation by supplier -Training for two engineers and two doctors -Maintenance with spare parts by supplier for two years | KLB SWEDEN /CECIL/ | 2
02-07-01053 | Spectrophotometer, UV Visible range, model CE2021, or similar, (190-1000 nm wavelength) with all accessories - Extra bulbs (Tungsten and Deuterium, Qty. 15 each) - Spare parts for two years . -- Installation by supplier | CECIL | 3
02-07-01054 | Ventilator 900C complete,(adult & Paediatric) with all necessary accessories (Mixer, humidifier, manometer, test lung): - Extra O2 sensor (Qty. 10) - Bacteria filter 300 unit -Installation by supplier -Maintenance for two years -Training on operations and application for two doctors -Training on Maintenance for two engineers | SIEMENS/ Teama | 10
02-07-01055 | Flexilux II Telescopes, Direction of view 70 degree, field of view 80 degree, cat. #(41.0121a) | Drehmann GmbH | 2
02-07-01056 | Telescope bridge to be fit with Flexilux II Telescope, cat # (41.1001a) and (41.1011a) | Drehmann GmbH | 2
02-07-01057 | Flexilux II Telescope, cat. #(41.0049a) | Drehmann GmbH | 1
02-07-01058 | Flexilux II Telescope, cat. #(41.0057a) | Drehmann GmbH | 1
02-07-01059 | Flexilux II Telescope, cat. #(41.0055a) | Drehmann GmbH | 1
02-07-01060 | Inspection Telescope Bridge, cat. #(41.0422a) | Drehmann GmbH | 2
02-07-01061 | Electrodes to Working Units, vaporisations Electrode, Cat. #(51.0390a) | Drehmann GmbH | 20
02-07-01062 | Electrodes to Working Units, Cutting loop Electrode, angled, Cat. #(51.0385a) | Drehmann GmbH | 50
02-07-01063 | Electrodes to Working Units, Cutting loop Electrode, straight, Cat. #(51.0391a) | Drehmann GmbH | 10
02-07-01064 | Electrodes to Working Units, Coagulation- Electrode, Cat. #(51.0386a) | Drehmann GmbH | 10
02-07-01065 | Electrodes to Working Units, Ball- Electrode 3mm, Cat. #(51.0387a) | Drehmann GmbH | 10
02-07-01066 | Cold Knife for Optical Urethroctomy | Drehmann GmbH | 10
02-07-01067 | Tomy Syringes, 100cc | Drehmann GmbH | 10
02-07-01068 | Hystroflator basic unit, cat # (56.0010r) | Drehmann GmbH | 3
02-07-01069 | Mains cable with german connection, 2m, cat. # (w1105) | Drehmann GmbH | 3
02-07-01070 | Wrench for CO2 bottle, german, cat. #(w1104) | Drehmann GmbH | 3
02-07-01071 | Tubing set silicone 3m 4x1.7, reusable, cat. #( 56.0012r) Disposable tubing with luer lock connection for CO2 insufflators | Drehmann GmbH | 300 each
02-07-01072 | Co2 bottle, 0,75kg contents, German connection, cat. #(w1101d) | Drehmann GmbH | 3
02-07-01073 | Mounting for bottle, chromium plate, cat. #(56.0011r) | Drehmann GmbH | 3
02-07-01074 | Disposable tubing including CO2 filter | Drehmann GmbH | 5000
02-07-01075 | CO2 high pressure tube, 120 cm length, for connection unit- bottle (large) connections, German German | Drehmann GmbH | 8
02-07-01076 | CO2 high pressure tube, 120 cm length, for connection unit- bottle (large) connections, PIN Index- PIN Index | Drehmann GmbH | 8
02-07-01077 | HF- FLEXITRONIC MINICUTTER complete, cat. # (05.0640r) | Drehmann GmbH | 3
02-07-01078 | Pedal for MINICUTTER, watertight, cat. # (05.0639r) | Drehmann GmbH | 3
02-07-01079 | Monopolar cable, fitting to Storz/ Erbe HF units and Drehmann Resectoscopes, cat. # (05.0641r) | Drehmann GmbH | 4
02-07-01080 | Monopolar cable, fitting to Valleylap HF units and Drehmann Resectoscopes, cat. # (05.0642r) | Drehmann GmbH | 4
02-07-01081 | Monopolar cable, fitting to Martin HF units and Drehmann Resectoscopes, cat. # (05.0643r) | Drehmann GmbH | 4
02-07-01082 | complete set for open heart surgery | Jostra /Rusch/ Aesculap | 2 set
02-07-01083 | complete set for coronanary surgery | Jostra /Rusch/ Aesculap | 2 set
02-07-01084 | complete set for chest surgury | Jostra /Rusch/ Aesculap | 2 set
02-07-01085 | Graft valves stjud | Jostra /Rusch/ Aesculap | 2 set
02-07-01086 | loup X4 42'' pamaremo | Jostra /Rusch/ Aesculap | 2 set
02-07-01087 | Plasma setrilizer with all accessories -With extra heater qty 6 -Solenoid valve qty 4 - Operation & maintenance manule in English (two sets each) | Sakura / Lequeux./Matachana | 2
02-07-01088 | Operation table for open heart surgery ( electrical remote control ) | Marquette | 2
02-07-01089 | Horizontal steam autoclave, model: KCL 46/132,,double opening, 3-Ph, 380V, 22KW, complete with all accessories - Installation by supplier -Maintenance with spar parts by supplier for two years - Extra heating element 18kW (Qty. 5) | Lequeux/ sakura . | 2
02-07-01090 | Oxygen concentration, model: OXYMAT3, -Extra Bacterial filter (Qty.250) -Extra Fine filter (Qty.200) -Extra Air filter (Qty 200) | Fleischhacker GmbH / Germany | 12
02-07-01091 | Tumble Dryer, Model TT500,, 3Ph, 380V, Star connection with neutral - extra heater (Qty. 15) | Electrolux-Wascator | 3
02-07-01092 | Automatic processor for histopathological samples with all accessories and disposables, - Installation by supplier - Training for two engineers - Maintenance for two years | VAMED / SHIMADZU | 1
02-07-01093 | Refrigerator for blood bank (capacity 500 blood bag) | VAMED / SHIMADZU | 5
02-07-01094 | Microscope binocular / electrical, model: CH40, Olympus complete with accessories and extra lamps (Qty. 15). | Olympus/karl storz | 5
02-07-01095 | Rotary Microtome, type RM2125RT, manual type complete with all accessories | Sandberg/ Sakura . | 2
02-07-01096 | Sharpener for microtome knife | Sakura | 3
02-07-01097 | Disposable liver biopsy | Any supplier | 200
02-07-01098 | Bone marrow aspiration needle | Any supplier | 50
02-07-01099 | Haemodialysis machine, model: 4008B, with all standard accessories and disposable items for 100 patient per month for two years - Arterial-venous fistula needle set - Filter, fiber dialyser - Blood lines / tubing - Purification unit - Any other dispossable not mentioned - Installation by supplier -Training for two engineers on the maintenance (4 weeks) and two doctors on the applications (6 weeks) -Maintenance by supplier for two years | Fresenius- Germany | 4 2 4
02-07-01100 | E.C.G. with Monitor, 6-channels - Extra 2 rechargeable battery - Recorder paper (Qty. 50 box) - Extra gel (Qty. 200 Ltr.) - Extra ECG electrodes (metal) (Qty. 30) - Extra ECG suction electrode ( Qty. 30) - Extra ECG patient cable (Qty. 2) - Extra disposable electrodes with adhesive (Qty. 1500) | Nihon kohden./Hawlet pakerd | 1
02-07-01101 | Infant Incubator, model:YD-F-285SCB,special servo and manual control, with: -Extra skin sensor probe (Qty. 20) - Extra fan motor (Qty. 4) - Extra fan (Qty. 20) - filters (air & oxygen) (Qty. 200 each) - Extra fan motor (Qty. 10) | Vickers/YON DON/ Atom | 10
02-07-01102 | Sphygmomanometer, mercury type - Extra cuff (adult & child) (Qty. 50each) - Extra valve (Qty. 100) - Extra bulb (Qty. 200) - Mercury (Qty. 5 kg) | MURANAKA | 100
02-07-01103 | Suction unit, Medical vaculyser, model SAM35 - Extra air filters (Qty. 1000) - Extra diaphragm (Qty. 500) - Extra tubes (Qty. 100 mtre) - Extra filling bottle with cover (Qty. 50) | Scientific and technical supplies LTD, Suffolk - England | 50
02-07-01104 | Echo-Cardiography (two dimentional),220V,50Hz -Electronic phased array system -128 processing channals -Cardiovascular applications -Transcranial Doppler application -With color flow of high preccision - Steerable contiuous and pulsed Doppler on all transducers -Depth and lateral gain control -Different type of colorization capability -Transducers :2.0-2.5Mhz sector , 3.5 -5.5MHz sector 7.5MHz sector for neonatal 7.5 MHz linear for vascular exams with white image View Multiplane TEE transducer Pencil probe -Complete with :S-VHS Video cassette recorder Colored Video printer Black and white video printer -System should accept future upgrade -Installation by supplier - Mmaintentenance for two years -Training on operation and application for doctors & maintenance for engineers | Hewllet Packart/ any supplier | 2
02-07-01105 | Ultrasonography Digital Ultrasound System for General Diagnostic, Radiology, Gynaecology, Obstetric and Urology, model: Sonoline Versa Plus, or similar, including: - 1 x English Operating System, Versa - 1 x 3.5C80 Conves Array 3.5 MHz,5mhz - 1 x 6.5EV12 + Convex Array Endo-V - 1 x Needle Guide Kit, 6.5EV13 - 1 x Protect. Covers, n / sterile (100) - 1 x 6.5EC10 Transducer Endo-C - 1 x 6.5EC10 Needle Guide Kit <20> - 1 x 2.0CW Doppler Pencil Transducer - 1 x 4.0CW Doppler Pencil Transducer - 1 x 8.0CW Doppler Pencil Transducer - 10 x Scan Gel, Couple. Agent (1x5L.) Documentation with Video Printer: - 1 x Video printer b / w, UP-890 MD - 1 x b and w Printer paper, UPP-110HA - Extra printer paper (Qty. 10 roll) -Installation by supplier, - Maintenance for two years -Training on operation and application for doctors & maintenance for engineers | SIEMENS/ any supplier | 2
02-07-01106 | GIF – E Gastroscope, flexible, light source CLK, with Osram lamp A1/232 HLX 150W, suction pump (240 V) KV –4, with jar suction and manual disinfector TD-20 Consumables for this unit consisting of: - B/forceps standard FB-25K-1 - Autoclavable mouthguard MB-142 - ETO cap (venting cap) MB-156 - All channel irrigator CW-3 - Cleaning brush BW-20T - Channel cleaning adapter MB-19 - Cleaning adapter MB-107 - Bottle of silicone oil MB-146 - Biopsy valves (pk of 10) MB-358 - Distal Hood F. I. MB-162 - Biopsy forceps FB-37K-1 - Grasping forceps FG-16L-1, A - Diathermy snare set 50-91-1A - Grasping forceps FG-61-1 -Training on application for two doctors & on maintenance for two engineers. | Olympus | 2
02-07-01107 | Bronchovideoscope System EVIS, model: BF-1T240, or similar, complete, including: - EVIS Universal light source CLV-U40 - Extra bulbs (Qty. 20) - Endoscopic suction pump KV-4 - Suction valve - Compact video trolley WM-30 - Colour video printer - Extra colour printing paper (Qty. 800 frame) - Endoscopic Colour video monitor OEV203/143 - EVIS video system centre CV-240 - Videoscope cable 200 - Biopsy valve - Mouthpiece MA-651 - Water-resistant cap MH-553 - Ultrasonic cleaner KS-2 - OES maintenance unit MU-1 - Leakage tester MB-155 - OES Video converter OVC-200 - Channel cleaning brush BW-15B - Channel - opening cleaning brush MH-507 - Suction cleaning adapter MAJ-222 -Training on application for two doctors & on maintenance for two engineers. | Olympus/karl storz | 1
02-07-01108 | Bed side monitor, Central,(Cardiac monitor) with modules : -ECG modules with 5 leads cables -NIBP modules with cuffs -Temperature modules with sensor -HR module -SPO2/PLETH modules -Alarm limits -Accept for future upgrade suitable for adult and paediatric -with extra adult & paediatric cuff ( Qty. 10) -Extra three sensors for O2 saturation -Recorder paper (Qty. 50 box ) -Extra ECG electrodes (metal) (Qty. 20) -Extra ECG suction electrode ( Qty. 50) -Extra ECG patient cable (Qty. 4) - Extra Two temperature sensor - Extra disposable electrodes with adhesive (Qty. 400) - Installation by supplier -Training for two engineers and two doctors | NIHON kohden.or Marquette | 2 Units central monitors, 10 monitors each
02-07-01109 | Colposcopy with all accessories, with - Extra lamp (Qty. 5) - Training for two doctors and one engineer. | Olympus(Japan)/Karlstorz | 1
02-07-01110 | Operation table with all accessories and all attachments for gynaecological uses. | Marquette | 4
02-07-01111 | Abraham pleural biopsy needle | Any supplier | 10
02-07-01112 | Automatic stop cranial drill for neurosurgery | Carin | 3
02-07-01113 | Wood lamp for dermatology | Top con | 1
02-07-01114 | Dermo jet for dermatology | Top con | 2
02-07-01115 | punch biopsy set for dermatology | Top con | 1
02-07-01116 | Non -Tongue Tanometry | Top con | 2
02-07-01117 | Biometry | Top con | 2
02-07-01118 | Keratometry | Top con | 2
02-07-01119 | Head light and head mirror for ENT examinations with - extra lamps(50) | Top con | 20
02-07-01120 | Laptob Ram 64, Hard 4 GB, DVD, Multimedia, network card with its bag | Toshiba Satellite | 20
02-07-01121 | Ambulances complete with necessary medical equipment two kits of repair tools | Toyota/Nissan | 4
02-07-01122 | Fuel tanker with all accessories and extra hoses with two kits of repair tools | Toyota/Nissan | 2
02-07-01123 | Water tanker with all accessories and extra hoses with two kits of repair tools, Hino type | Toyota/Nissan | 2
02-07-01124 | Toyota HI - lux 4WD double cab pick up with air conditioner system (heating and cooling)with all accessories with two kits of repair tools | Toyota/Nissan | 5
02-07-01125 | Bus (48 person) for transportation of staffs, Nissan type, with all accessories with two kits of repair of tools - spare parts for two years | Toyota/Nissan | 2
02-07-01126 | Photocopier machine complete with all accessories and consumable with spare toners for one year - Spare part for two years by supplier | Canon/ Minolta. | 5
02-07-01127 | Washing & cleaning & vaccum floor machine with all accessories - Spare part for two years by supplier | Hitachi, Ltd. Japan/Philips. | 5
02-07-01128 | Sterilizer, steam tabletop, model: 1730M, cat. No. 58619-005, or similar with all accessories - recommended spare parts for two years - Extra heaters (Qty. 10) - Extra thermostat (Qty. 10) | Lequeux/ sakura . | 10
02-07-01129 | Austin Moor, different sizes (42 - 51)mm. | TRAIBER | 120
02-07-01130 | Skin traction for children & adult | TRAIBER | 1200
02-07-01131 | K - wire, different size | TRAIBER | 1800
02-07-01132 | Automatic X-Ray film processor last model , with all accessories, fixer and developer - Installation by supplier - Maintenance for two years by supplier - spare part for two years | Kodak/ Phillips/ siemens | 6
02-07-01133 | Screening Audiometer, model: KI5, with head seat including Automatic test, cat. No. MAI-MA15 with all accessories and spare parts specially head phone with bone conduct vibration peace examiner(at least three), - installation by supplier - Maintenance for two years by supplier - spare part for two years | ATC Medical Technique- Germany | 1
02-07-01134 | Flatwork Ironer,380/400V/ 50Hz/ 3-phase, model: IM3316/2E,, complete with all accessories - Extra heating element (E1 element, 18kW, Qty. 8) -installation by supplier | Electrolux Laundry system/ Gerbo | 3
02-07-01135 | Hood, chemical fume, cat.no. 30151-708, with all accessories | VWR scientific products catalogue/ | 1
02-07-01136 | Refractometer digital for ophthalmology, with all accessories - Extra paper (Qty 500 roll) | Top con | 1
02-07-01137 | Spare parts for Defibrillator, model: Cardio- Aid MC+: * PCB, # 39070-A, (PU- regulator) * Capacitor, 2200uF, 40 volt (Germany J9 82) * PCB, # 39031-B, ( Mains power supply) | S & W | 4 2 4
Dohuk Governorate
| Commodity | Supplier | Quantity
General terms and conditions - Service & operation manuals including lists of spare parts in English Language
02-07-01138 | Spare parts for Anaesthesia monitor model BP-508 COLIN procured against SUP/99/19589/4 | The Medical export group of Netherlands
| * ECG 5-lead wire | AG1003 | 4
| * ECG cable | AY1004 | 4
| * folded paper | AR001Z | 50 pack
| * Dura sensor for SpO2, DS-100A | AS013Z | 4
| * Extension cable EC-8 for Dura sensor | AS019Z | 4
| * Water trap | C005ZZ | 40
| * Sampling tube | C004ZZ | 80
| * Nafion Tube | C003ZZ | 80
| * Airway Adapter | C006ZZ | 80
| * Sampling Filter Set | C006ZZ | 80
| * ECG Electrodes No.2255 bulck package (25 each) | AG006Z | 20 Pack
| * Cuf No.3 (12cm) | A013ZZ | 4
| * Cuf No.2 (9cm) | A012ZZ | 4
| * Cuff Hose No.1 (3.5 m) | A015ZZ | 8
02-07-01139 | Spare parts for INFANT INCUBATOR model YON DON F-285 procured under phase VI against SUP/99/19589/5 | The Medical export group of Netherlands
| * Temperature sensor |  | 10
| * Set of Oxygen control accessories to connect oxygen cylinders to inlet of incubators |  | 8 sets
| * Fan motor |  | 2
| * Incubator Temperature thermister |  | 2
| * Heater |  | 2
| * Control panel element |  | 2
| * Service manual including schematics diagram |  | 2
| * Oxygen flow rate meter |  | 8
02-07-01140 | Spare parts for Fetal monitoring system model Fetatrack 260, SUP/99/19589/5 | The Medical export group of Netherlands
| * Annual check of equipment |  | 4
| * Leg plate | 0261-0005 | 2
| * Event Marker | 0211-0004 | 3
| * Ultrasound head assy. | 0211-7001 | 3
| * Main PCB Assy | 0260-8201 | 3
| * Display PCB assy. | 0260-8202 | 2
| * Thermal Printhead | 6200-2005 | 3
| * Motor / Gearbox assy. | 0211-7006 | 2
02-07-01141 | Spare parts for Anaesthesia unit model PERSEO procured against SUP/99/19589/4 | The Medical export group of Netherlands
| * Medical air compressor with cabinet complete installation set + set of recommended accessories and spares | 11052 | 2
02-07-01142 | Spare parts for Ultrasound therapy unit model Erbosonat/Erbe, SUP/99/19708/3 | The Medical export group of Netherlands
| * Large Ultrasound head |  | 1
| * Small Ultrasound head |  | 1
02-07-01143 | Accessories for Defibrillator model Cardio-Aid MC+, procured against SUP/98/08582/2 | The Medical export group of Netherlands
| * Patient 5-leads ECG cable |  | 10
| * Adhasive pads for adult, external pacing defibrillation electrodes, complete set |  | 200
| * Special Pad interface cable to connect Cardio-Aid with the adhasive pads for adult & child |  | 12 each
| * Service manual including schematics diagram |  | 2
02-07-01144 | Accessories for Endoscopic surgery system procured against SUP/99/19589/7 | Fleischhaker GmbH / Storz - Germany
| * Surgical instruments for Orthopedic surgery. Complete set of Storz instruments |  | 1 set
| * Titanium clips, medium-large, box with 16 cartridge, 10 clips each |  | 10 sets
| * Remover of ligating clips complete unit |  | 2
| * Applier for ligating clips medium-large complete |  | 2
02-07-01145 | Spare parts for dental x-ray model Heliodent DS | Siemens AG
| * X-ray tube SR60/7 L |  | 3
| * Main electrical board |  | 3
02-07-01146 | Accessories for CT Scan procured under phase IV against SUP/98/31355/2 | Siemens AG
| * Carbon brush | 4135448 | 4
| * Gas spring | 7050438 | 2
| * Carbon brush | 8780686 | 4
02-07-01147 | Spare parts for incubator Memmert model BE200 procured under SUP/97/43928/15 | Sandberg - Germany
| * Working controller module |  | 1
| * Temperature sensor |  | 1
| * Triac circuit element |  | 2
| * PT100 thermocapel |  | 2
02-07-01148 | Accessories for Dental unit model Anthos ECO S procured against SUP/99/08072/3 | IMS - Italy
| Electronic Card, | APP. 90, 97695900 | 1
| Electronic Card, | APP.85, 97695000 | 1
| Electronic Card, | APP. 124, 97682400 | 1
| Electronic Card, | APP.117, 97660131 | 1
| Electronic Card, | APP.115, 97660129 | 1
| Electronic Card, | APP.128, 97623700 | 1
| Electronic Card, | APP.114, 97660128 | 1
| Electronic Card, | APP.61, 97691700 | 1
| Electronic Card, | APP.30, 97680600 | 1
| Electronic Card, | APP.77, 97693800 | 1
| Electronic Card, | APP.73, 97693100 | 1
| Electronic Card, | APP.8, 91102362 | 1
| Electronic Card, | APP. 120, Gr.97681100 | 1
| Electronic Card, | APP. 112, Gr.97660116 | 1
| Electronic Card, | APP.113, Gr.97660117 | 1
| Electronic Card, | APP.119, unit.97681000 | 1
| Bowl Filter | R97468900 | 4
| Foot-Operated Control of Dental Chair. | IMS (ARIANNA RS-RL/b) | 4
| Hose D=30, L=200mm. | 97544500 | 3
02-07-01149 | Spare parts for ENT laser Surgical Operating Microscope model OPMIr, procured under phase V against SUP/99/08072/2 | Zeiss - Germany
| * Mostoid surgery set with mostoid surgical drill will Iutra hand pieces, angled 251474 and 251477, Straight 251495 & 251490 with diffirent " Burs " |  | 2
| * Tywporoplosty set & stapedectory set " Ear microsurgery set" |  | 2
| * Middle ear prosthesis like 1 eflon peston prostnesis |  | 2
| * Pure ton Audiogram |  | 2
| * Middle ear analyser Tywponometer |  | 2
| * Broin stem electric response Audiometry |  | 2
02-07-01150 | Spare parts for Horizontal steam autoclave procured against SUP/99/19589/13 | Lequeux - France
| * Set of recommended spares, accessories and consumables for 2 years |  | 2 set
| * Biological and chemical indicators for one year use, valid expiration date |  | one year use
| * Door Seal (D15 L 1810) | 03979A | 10
| * Extra heaters, 18KW, | 01231A | 4
| * Internal processor Battery |  | 4
| * Recording paper | 40129C | 80
| * Recorder tips: Blue, 40129D |  | 5
| * Recoder tips: Red, 40129E |  | 5
| * Recorder tips: Green, 40129F |  | 5
| * Pneumatic valve (2/2 DN20), | 40308A | 2
| * Electrovalve (254 13.5 24V) |  | 2
| * Electrovalve (2/2 0.25 24V/50 Hz) |  | 4
| * Vacuum pump, 02650A |  | 1
| * Internal processor Battery |  | 4
| * High-temperature seal grease | 40070A | 6
| * Stainless steel chamber cleaning kit | 40056A | 6
| * Cleaning polish | 40056H | 6
| * Organic solvent (INOXOL) | 02682A | 10
| * Vacuum break air filter (Sartofluor) | 40309A | 4
02-07-01151 | Spare parts for Water distiller model Aquatron A4000 procured against SUP/99/19716/6 : | Scientific & Technical Supplies
| * Boiler for A4000 | WB4 | 6
| * Condenser | WC48/M2 | 2
| * Dummy Shorting Plug |  | 2
| * Water flow control switch | WS48/1 | 2
| * Mains water inlet with needle valve |  | 3
| * Distillate outlet pipe |  | 6
| * Cooling water pipe to drain |  | 6
| * Thermostat glass tube | WTT48 | 6
| * Thermostat | WT4 | 4
| * Boiler level control | WL48 | 6
| * Boiler plastic coupling | WBC1 | 6
| * Electric fuse, 15 amp | W15F/2 | 6
| * Heating element | W48H | 12
| * Boiler Retaining springs |  | 12
| * Reservoir stand | WS20 | 6
| * 20 Litre glass reservoir | 1569/22 | 6
| * Screwthread connectors for hose assemblies | 4510/02 | 20
| * Screwcap for heating element | QC38/25 | 3
| * Pre-treated water supply, water filter + accessories |  | 10
02-07-01152 | Spare parts for ECG 3-channel digital model Delta 3 Plus | Medical Export Group of Netherlands
| * Display board |  | 2
| * Board | 5802133 / 971219 / 172 | 2
02-07-01153 | Accessories for digital Osmometer OM 802 procured against SUP/99/19716/1 | Fleischhaker GmbH - Germany
| * Measuring solution 300 mOSM, pack of 10 aampoules |  | 20 packs
| * Micro-test tubes for Osmometer, pack of 1000 pcs |  | 8 packs
02-07-01154 | X-Ray films for Mammomat 300 | Siemens AG - Germany
| * Size 24x30 cm, pack of 100 |  | 5 box
| * Size 18x24 cm, pack of 100 |  | 5 box
02-07-01155 | Set of recommended accessory kits for Electromyograph myos plus, SUP/99/19716/16 | Medical Export Group of Netherlands | 2 Sets
| * Recording paper |  | 200 pack
02-07-01156 | Spare parts for clinical chemistry analyzer, Targa BT 3000, procured under phase I against SUP/97/26098/1. | Cliniline S.A, Switzerland
| * Cuvettes washing solution | Code no. 394, Code no. 395 | 10
| * Tensioattive | Cat no. 08240 | 10
02-07-01157 | Accessories for stress test system Schiller AT-10 procured against SUP/99/19716/4 | Medical Export Group of Netherlands
| * Complete set of connection cable which connected between stress testing system and treadmill |  | 2
| * Patient cable |  | 2
| * Cardiovit AT-10 recording paper |  | 30 box
02-07-01158 | Spares for Photocopier Minolta, model EP2050, procured under SUP/97/27701/1 | Messerlli Technique information Swiss
| * PWB-A Board (Master Board) | 1136-0101-04 | 1
| * PWB-B Board (MSC Board) | 1136-0102-04 | 1
| * PWB-C Board (Power Supply Board) | 1136-0103-01 | 1
| * PWB-D Board (Noise Filter Board) | 1136-0120-03 | 1
| * PU1 Board (DC Power Supply Unit) | 9325-2310-62 | 1
| * UN1 (Control Panel) | 1136-0114-02 | 1
| * PU2 ( Power Supply Unit) | 9325-3310-21 | 1
| * HV1 (High Voltage Unit) | 9325-1310-23 | 1
| * Set of recommended spares & accessories for 4 maintenance procedures, incl. Starter & etc |  | 5 set
| * Toner MT 201B Photocopier MINOLTA |  | 6
02-07-01159 | Spare parts for KAVO Dental unit procured against SUP/97/43928/9 | KAVO DENTAL GmbH, Germany
| * Spare rotor cartridge for Turbine KaVo super-torque 650C | " | 1
| * Main board for movement/control of dental chair | " | 1
| * Spare rotor cartridge for Contra-angle 1:1 Intramatic KaVo 20CH | " | 1
02-07-01160 | Spare parts for Spectrophotometer model LION procured against SUP/99/19716/7 | Bio-tek Kontron Instrument
| * Multicell changer board |  | 2
| * Detector board |  | 2
| * Cuvettes |  | 5000
02-07-01161 | Accessory for pulse Oximeter model Nellcor NPB-190 procured against SUP/99/19589/8 | Medical Export Group of Netherlands
| * Adult sensor probe (reusable probes) |  | 10
| * Pediatric and Neonatal probe, consumables, pack of 10 |  | 100 pack
02-07-01162 | Accessories for Cryotherapy unit model ERBE Kryotur 600 procured under phase V against SUP/99/08072/10 | Fleischhaker GmbH - Germany
| * Coolant solution, Aqua conservata SR |  | 50 bottles
Tools for maintenance workshops / manuals in English language [previously received manuals were in German Languauge]
02-07-01163 | Testing device: | Karl Kolb GmbH - Germany
| * ECG simulator, Phantom 320 |  | 3
| * Defibrillator tester complete set of accessories and options model DC-50 |  | 2
| * Tester for High frequency surgical unit, complete set of accessories & options. |  | 2
02-07-01164 | Electric Meters | Manutan Exp. - France
| * Digital LCD disply Multimeter |  | 3
| * Watt meter |  | 2
| * Digital Capacitance LCD display meter |  | 2
02-07-01165 | Power supply selectable output in DC, with LCD diplay | any supplier | 3
02-07-01166 | Operating table, mobile complete with all accessories and options, all positions and specialities "anaesthesia screen, radial setting clamp, wristlet, infusion stand, set of arm board & etc", with 360 top rotation, full length radiotranslucent top and X-ray cassette tunnel, model Maquet Betaclassic 1118 | MAQUET - Germany | 2
02-07-01167 | Analgesic therapy unit of chronic pain in orthopedics with sound wave therapy system, model SONOCUR Plus. Including selectable 5/6/7.5 MHz Micro-Sector applicator & Ultrasound system Sonoline prima SLC including integration software for automatic representation of sound wave focus. Set of recommended spares, consumables & accessories for 2 years of operation. Maintenance contract for 3 years. Installation, training & application for engineer & Doctor on maintenance and operation for a period of 4 week including travel expenses, full board accomodation and daily allowances. | Siemens AG - Germany | 1
02-07-01168 | Leakage tester MB-155 for flexible Fiberscope | Olymbus | 1
02-07-01169 | Handle for Glaucotest threshold tonometer procured under Phase VI SUP/99/19589/3 with WHO item No. 333 | Fleischhaker GmbH - Germany | 2
02-07-01170 | Monitor for Video ophthalmoscope CCD-Camera procured under Phase VI SUP/99/19589/3 with WHO item No. 334 | Fleischhaker GmbH - Germany | 1
02-07-01171 | Infusion giving set complete set with needle, cannula & etc... to be used directly on electronic drop controllor model quicktrol plus & for volume controlled continuous infusion pump model Infusomat fm B Braun procured under Phase VI against SUP/99/19589/3 | Fleischhaker GmbH - Germany | 20000
| * 4 Operation manuals in English languague for electronic drop controllor (infusion) model quicktrol plus. (The received manuals were in German Language) | Fleischhaker GmbH - Germany | Manuals
02-07-01172 | Defibrillator, model Responder 3000 with standard paddles and built in pediatric paddles, Multi-Parameter-Monitor. Large high resolution colour monitor that assures easy ECG and vital sign viewing. Increasing energy when giving multiple defibrilation shocks. Manual and semi-Automatic options. EtCO2. and 12 lead ECG (12SL) options. 2 exchangable intelligent batteries and main power option. Safe charge capacitor charge time switching extends battery operation. Easy to upgrade to further options & parameter, assuring defibrilator longevity. USA 3000 battery management system. | Marquette-Hellige - Germany | 4
| * Set of accessories, consumables and spare parts for 2 years of operation |  | 4 sets
Physiotherapy equipment and items
02-07-01173 | Bath, wax foot | any supplier | 2
02-07-01174 | Bath, wax hand | any supplier | 2
02-07-01175 | Lamp ultra violet with spare lamp quantity: 10 | Enraf Nonius | 3
02-07-01176 | Lamp Infrared with spare lamp quantity: 10 | Enraf Nonius | 3
02-07-01177 | Hydrocollator unit | any supplier | 2
| * Hot pack (M) |  | 8 pcs
| * Hot pack (L) |  | 4 pcs
| * Hot pack (LL) |  | 2 pcs
| * Neck pack |  | 2 pcs
02-07-01178 | Bone marrow biopsy set pediatric size | German company | 2
02-07-01179 | Bone marrow set pediatric size | German company | 2
02-07-01180 | Pediatric Scale, electronic with LCD display, electric and battery operation, digital panel complete with all essential accessories and consumables | Seca - Vogl & Halke GmbH. Medical scales. Hamburg - Germany | 2
02-07-01181 | ECG multichannel, digital with preview screen, battery operation and recording system with chart, model Siemens "Megacart". Set of consumables, disposables and recommended spare parts for 2 years of operation incl. Paper, Patient leads, electrodes and gel. | Siemens AG | 3
02-07-01182 | Sphygmomanometer with pediatric cuff + set of recommended accessories & spares | Medical Export Group of Netherlands | 2 set
Laboratory items
02-07-01183 | Plastic cuvettes for Spectrophotometer model Jenway | Jenway - UK | 5000
02-07-01184 | Glass bottles, medical flak, screw neck, cat no. BTF-425-100h | Fisher Scientific - U.K | 3000
02-07-01185 | DPD No. 1, Palinest tablets | Fisher Scientific - U.K | 50000
02-07-01186 | Autoclave vol. 125 liter Cat. No. AUX 790-021 K front loading | Fisher Scientific - U.K | 3
02-07-01187 | Blood Grouping System Automated, complete with all accessories, consumables, spare patrs and reagents for 2 years of operation. | Tecan AG, Switzerland | 1
* Installation, start up and training by the supplier.
| * Abroad application and training for Doctor and engineer for 3 weeks. Travel expenses, full board accomodation and daily allowance should be included in the contract. |  | 2 Persons x 3 weeks
TRAINING COURSES
02-07-01188 | Abroad training for 2 engineers (mechanical and electrical) for a period of 2 weeks on 1000KVA Diesel Generating set procured against SUP/99/20358/01. Including Travel expenses, full board accommodation and daily allowance | SDMO - France | 2 Persons x 2 weeks
02-07-01189 | Application for 1 doctor for 4 weeks in a training center in Germany on Endoscopic surgery system procured under SUP/99/19589/7, travel expenses, full board accommodation and daily allowances should be included in the contract. | Fleischhaker GmbH - Germany | 1 Person x 4 weeks
02-07-01190 | Abroad training for 2 weeks for one Engineer and one doctor on Servo ventilator 900C, procured under phase V against SUP/99/08072/1. Travel expenses, full board accomodation and daily allowance should be included in the contract. | Siemens AG - Germany | 2 Persons x 2 weeks
02-07-01191 | Upgrading skills and transfer knowledge for two laboratory Doctors on new laboratory technique and procedures of blood bank, hematology, chemistry and etc at specialized laboratory center in Germany or Holland. A period of 4 weeks is recommended. Travel expenses, full board accommodation and daily allowances should be included in the contract. | Siemens AG - Germany | 2 Person x 4 weeks
02-07-01192 | Application training for Radiologist on MRI procured against SUP/00/10626/28 at a specialized Hospital or center in Germany for a period of 4 weeks. Including Travel expenses, full board accomodation and daily allowance | Siemens AG - Germany | 1 Person x 4 weeks
02-07-01193 | Training for one engineer and laboratory staff on operation, features and maintenance of Atomic Absorption Spectrophotometer model SPECTRAA-55B procured under Phase I against SUP/97/26217/1 for a period of 2 weeks. Travel expenses, full board accommodation and daily allowances should be included in the contract. | Varian international AG | 2 Persons x 2 weeks
02-07-01194 | Abroad training and application for one Engineer on Echocardiograph modelOmnia procured against SUP/00/10626/27 for 3 weeks. Travel expenses, full board accommodation and daily allowance should be included. | Siemens AG - Germany | 1 Person x 3 weeks
02-07-01195 | Abroad training for 2 Engineer for one month on Central Station: D-O Network Computer procured under phase VII against SUP/00/10626/4. Travel expenses, full board accomodation and daily allowances should be included in the contract. | Datex -Ohmeda / Finland | 2 person x 1 month
02-07-01196 | Abroad training for one Engineers on Reverse Osmosis system "Water treatment unit" proured under phase VI against SUP/99/19589/23 for a period of 3 weeks. Including Travel expenses, full board accommodation and daily allowance | Fresenius medical care - Germany | 1 Person x 3 weeks
02-07-01197 | Abroad Application for one Doctor on Lithotripsy system model Lithostar for 3 weeks, against SUP/00/10626/3. Travel expenses, full board accommodation and daily allowance should be included in the contract. | Siemens - Germany | 1 Person x 3 weeks
02-07-01198 | Training on Endoscopes "Gastrofiberscope and Colonofiberscope" for a period of 2 weeks days for 2 Doctors on application and cleaning procedures and one engineer on serviceand maintenance. Travel expenses, full board accommodation and daily allowances to be included. | Olympus | 3 persons x 2 weeks
02-07-01199 | Abroad training for 1 Engineer for 2 weeks on Horizontal steam autoclave, procured under phase VI against SUP/99/19589/13. Travel expenses, full board accomodation and daily allowances should be included in the contract. | Lequeux - Dourdan - France | 1 person x 2 weeks
02-07-01200 | Syringe sterile with Needle, 5ml and 10ml, pack of 100pcs | Becton Dickenson - France | 500
02-07-01201 | Apnea monitor, Automatic sensitivity adjust (for infant and adult), visual/audible breath indicator, including one year waranty, with breathing stimulator that automatically applies mechanical vibrations to the infant to assist the restart of breathing, and computerized digital CVA filter removes, cardiogenic atrifact from the respiration signal, Breath-Weighting system to help detect apnea accurately, remote alarm, soft carrying case, self test, safety cable leads. Stand alone configuaration with all the accessories and spare parts (transducers) for 2 years. | BERTOCCHI-GB 62A, COROMETRICS-500EXL OR AIR-SHIELD | 5
02-07-01202 | Photocopy Machine complete with all accessories, A4 and A3 sorters, sorter 7 stapler AFR. Autocirculating document feeder, automatic voltage regulator with 3 paper drum with set of accessories, consumables and spare parts kit for 200,000 copies, 20 extra toner | CANON | 2
02-07-01203 | Water pump, complete unit "motor and pump" with max. pressure 20 bar |  | 6
02-07-01204 | Comfort Therapy Chairs model Comfort-4 with bed-side table Comfort-T1. Exchangable upholstery. Accessories and options: motorised footrest, tilt-up armrest version, Double trendelenburg buttons on the seat. | B / BRAUN MEDTECH, Art.-Nr. 7130368 | 6
02-07-01205 | Tools for mechanics, industry and maintenance, 943: | HEYCO Catalogue tools 1999 E
| * Code: 00943000282, No. 943-M, pcs: 164 |  | 6
02-07-01206 | Tools for electrics, 950: | HEYCO Catalogue tools 1999 E
| * Code: 00950000282, No. 950-M, pcs: 55 |  | 6
02-07-01207 | Battery Testers, code: 02071000000 | HEYCO Catalogue tools 1999 E | 6
| Eduational cassettes "Video cassettes" and "CDs" introducing operational and maintenance procedures of different biomedical equipment (Diagnostic & Therapeutic) as following: | any supplier
02-07-01208 | * ECG, e.g. Delta 3 plus |  | 2 sets
02-07-01209 | * Defibrillator, e.g. cardio Aid MC+ |  | 2 sets
02-07-01210 | * Ventilator, Siemens model Servo 900C |  | 2 sets
02-07-01211 | * Laboratory equipment: Incubators "Memmert", Elisa system, Electrolyte Analyzers, hematology and etc… |  | 2 sets
02-07-01212 | * Electrosurgical unit, e.g. ERBE |  | 2 sets
02-07-01213 | * Anaesthesia machines, Drager - Germany |  | 2 sets
02-07-01214 | * Physiotherapy equipment: all types of equipment |  | 2 sets
02-07-01215 | Brochures and catalogues for different biomedical Equipment (Diagnostic & Therapeutic) from different suppliers |  | 8 sets
| Carts, medical | Marquette Hellige medical system - Freiburg - Germany
02-07-01216 | * Instrument cart, complete with all accessories and options | 701 194 01 | 15
02-07-01217 | * Emergency cart, complete with all accessories and options, | 701 237 01 | 15
02-07-01218 | Accessories for Stress test System Schiller AT-10 procured against SUP/99/19716/4 | Medical Export Group of Netherlands
| * Bicycle complete unit with needed connections to assemble it with the Stress test System Schiller AT-10, including ECG recording Cable. |  | 1
02-07-01219 | Set of tools: Screwdrivers, wrenches, spanners, saws, drills, pliers, staplers, spirit levels, Calipers & wire stripper/cutter & etc | Manutan Exp. - France | 4 sets
02-07-01220 | Tent, model OX-100 Atom oxygen tent, Mist complete with standard accessories, options and consumables ( vinyl hood, nebulizer, oxygen supply hose, drain hose & etc..) for 2 years of operation, operation manual in English | Medical Export Group of Netherlands | 4
02-07-01221 | Operating Lamp, mobile with all accessories and spares, Model: ITKALUX X3 FM with battery Back-up | ITKA Instrumentarium Corp., Lahti -Finland(medko medical catalogue), | 3
02-07-01222 | Modular operating light system, single ceiling attachmnet. Complete sysytem with all needed installation kit. Set of spare bulb for 2 years of operation | Heraeus GmbH D-63405 Hanau Germany | 2
02-07-01223 | Morgue, Mortuary refrigerator, modular 8 mortuary chamber, preservation temperature +3Co to -20Co with all accessories (Complete unit capacity 10 bodies), exterior & interior casing of stainless steel externally mounted dial thermometer, interior light, alarm device, card holders on all doors, door frame heating to prevent humidity condensation around the doors, cooling system s suitable for tropical / subtropical temp. up to max +40Co power supply AC 220V, 50Hz, 1Ph with mortuary hydraulic transporter for one man operation with hydraulic lifting and lowering for 3 or 4 level units Type LTW. With Autopsy & Dissecting tables of stainless steel for the autopsy of human dead bodies.All lines & pipes are concealed in the pedestal TYPE SZ. | Matachana | 1 unit
02-07-01224 | * Installation and start up by supplier
02-07-01225 | * Maintenance contract with spare parts for two years from installation
02-07-01226 | * Training for two engineers on maintenance and service for 2 weeks
02-07-01227 | Power Engined forklift with load capacity 8 - 10 ton, complete with set of tools, accessories and consumables: oil filter and etc. Operator and spare catalogue in English | Toyota - Japan | 2
02-07-01228 | Power Engined forklift with load capacity 4 ton, complete with set of tools, accessories and consumables: oil filter and etc. Operator and spare catalogue in English | Toyota - Japan | 1
02-07-01229 | Transpalette 2000-Boggie + set of accessories and spares | Manutan Exp. - France | 15
02-07-01230 | Surgical Laser, Carbon Dioxid, complete unit with accessories, all features and options | Coherent or Carl Zeiss, Germany | 1
02-07-01231 | * Installation and start up by supplier and training by specialist for 10 days on application of surgical laser unit
02-07-01232 | * Maintenance contract with spare parts for two years from installation
02-07-01233 | * Abroad Application for one Doctor for 4 weeks, travel expenses, full board accomodation and daily allowance should be included in the contract. |  | 1 Person x 4 weeks
02-07-01234 | * Set of spares and consumables for 2 years including options
02-07-01235 | Filter system for Operating theater, complete with all accessories and needed installation kit. Set of spares for 2 years. | any supplier | 2
02-07-01236 | System for chemical treatment of waste of water at Hospitals. Complete Unit with all accessories & options needed for installation | any supplier | 1
02-07-01237 | * Installation, start up and training by the supplier
02-07-01238 | * Set of accessories and spare parts for 2 years of operation
02-07-01239 | * Abroad training for one engineer for a period of 3 weeks, travel expenses, full board accommodation and daily allowances should be included in the contract. | AESCULAP/General catalogue. | 1 Person x 3 weeks
DENTAL ITEMS
02-07-01240 | Rotor cartridge complete for Contra angle 956A | W&H GmbH, Burmoos - Austria | 5
02-07-01241 | Automatic internal cleaning & lubricating unit, model Assistina 301 plus. Complete unit with all consumables, accessories and spare parts for 2 years of operation. | W&H GmbH, Burmoos - Austria | 10
02-07-01242 | * Adapters for Lubricating unit: for Turbine model W&H, Bien Air, Kavo, Siemens & Japanese made handpieces | W&H GmbH, Burmoos - Austria | 10 adaptors per each
02-07-01243 | * Adapters for Lubricating unit: for Contra angles model W&H, Bien Air, Kavo, Siemens and Japanese made handpieces | W&H GmbH, Burmoos - Austria | 10 adaptors per each
02-07-01244 | * Set of lubricating oil and reagent needed | W&H GmbH, Burmoos - Austria | 50 set
02-07-01245 | Set of Tools complete in case for W&H dental instrumentation. Complete with all options & accessories, e.g. special adapter with guage to measure driven air pressure on turbine. | W&H GmbH, Burmoos - Austria | 2 set
02-07-01246 | Set of Tools complete in case for Bien Air dental instrumentation. Complete with all options and accessories, e.g. special adapter with guage to measure driven air pressure on turbine. | Bien Air - Swiss | 2 set
02-07-01247 | Turbine, Fiber optic model Synea TA-98L normal head size | W&H - Austria | 4
02-07-01248 | Contra angle 1:1, model 956A | W&H - Austria | 4
02-07-01249 | Electric motor, 40,000 rpm. Isolite 300 Intramatic Lux + 4 additional bulb | Bien Air - Swiss | 4
02-07-01250 | Sonic Denture cleaner, D/E code: 130765 | Dental Express "The Complete Dental Supplies Catalogue" | 1
02-07-01251 | Electric Toothbrushes, Braun D9 D/E code: 130306 | " | 1
02-07-01252 | Posts, Dentatus complete set | " | 2 set
02-07-01253 | Root Canal Sealers & Disinfectants, Ledermix, D/E code: 120300, 120301, 120302, 120303, 120304 | " | 2 set
02-07-01254 | Polycarbonate Crowns, Assortment Kit C-180, D/E code: 110100 | " | 2 set
02-07-01255 | Mouth wash, colgate, chlorohex 2000 Rinse x300ml D/E code: 130663 | Dental Express "The Complete Dental Supplies Catalogue" | 2
02-07-01256 | Bite registration, President jet bite, D/E code: 018618 & 018619 | " | 2
02-07-01257 | Alginates, Alginoplast, 500g D/E code: 010244 | " | 2
02-07-01258 | Bone instrument, Ash Lustra, coupland chisel small 1, Order no. 071320 | " | 24
02-07-01259 | Coupland chisel Medium 2, Order no. 071321 | " | 4
02-07-01260 | Coupland chisel Large 3, Order no. 071320 | " | 4
02-07-01261 | Elevator, Dental Express, Periosteal 9, Order no. 070800 | " | 24
02-07-01262 | Restorative instrument, Carvers, Hollenbach 3, Double Ended, Order no. 070320 | " | 10
02-07-01263 | Burnisher, Ash Lustra, Thymozin, Single Ended, Order no. 071154 | " | 10
02-07-01264 | Posts, Dentatus, Assortment kit, D/E code 060085 | " | 10
02-07-01265 | Glass Ionomers, ChemFil Superior, Intro Pack, Order no.050500 | " | 4
02-07-01266 | KaVo Spray with spray nozzles, 500ml, D/E code: 040450, 040452, 040453 | " | 15
02-07-01267 | Light cured composite, Pertac II complete set | " | 2 set
02-07-01268 | Glass Ionomers, Dyract complete set | " | 2 set
02-07-01269 | ENT Instruments: | Vamed - Austria
02-07-01270 | * Head light |  | 3
02-07-01271 | * laryngeal mirrors |  | 2
02-07-01272 | * Nasopharyngeal |  | 6
02-07-01273 | * Nasal speculum (different sizes) |  | 3
02-07-01274 | * Nasal tip suctions |  | 3
02-07-01275 | * Nasal forceps |  | 5
02-07-01276 | * Ear speculum (different sizes) |  | 10
02-07-01277 | * Otological tip suctions |  | 6
02-07-01278 | * A combined set including an electrical otoscope with suction machine |  | 1
02-07-01279 | Stethoscope, normal | AESCULAP/General catalogue. | 100
02-07-01280 | Operation & service manual for Flatwork Ironer machine procured against SUP/99/19589/20 | Electrolux | 2
02-07-01281 | Set of recommended accessories and spare parts for Reverse Osmosis Unit "softner" procured against SUP/99/19589/23 for 2 years of operation | Fresenius medical care - Germany | set
02-07-01282 | Service trolley model 285 | Merivaara instrumentarium Finland | 6
02-07-01283 | Gastroscope, flexible, model GIF-XQ40 with all instruments and consumables for two years of operation including 10 biopsy forceps. NO Need for Light source, suction unit and cleaning trolley | Olympus | 1
02-07-01284 | Accessories for Electrosurgical unit model ERBE | ERBE
| * Cart with two drawers | 20185-102 | 6
| Quality control and consistency testing in diagnostic radiology | Rego Gollwitzer GmbH D-86156 Augsburg Germany
02-07-01285 | * Rego-set no.1 set for examining X-ray unit and film processing complete set |  | 2 set
02-07-01286 | * Set for examining film processors complete set no. 5 |  | 2 set
02-07-01287 | * Documents on Radiograhic and methods of radiation measurements |  | set
02-07-01288 | * On-site application by specialists
02-07-01289 | * Abroad Training on the above equipment for one engineer for a period of 3 weeks, travel expenses, full board accommodation and daily allowances should be included in the contract. |  | 1 Person x 3 weeks
02-07-01290 | Fully automatic Microtome, complete with all accessories, options consumables and extra knifes (Qty. 4) | optema | 2
02-07-01291 | Mercury Blood pressure manometer. With unbreakable mercury tube 300mm, in light metal case. Calbrated, with velcro cuff. (NOVA-PRESAMETER 300). #(AC 301) | AESCULAP/General catalogue. | 100
02-07-01292 | Set of instruments for Urology surgery. | Storz | set
02-07-01293 | Laser Hair removal system, Coolglide system, non-invasive laser, the system generates intense long-pulsed light through an actively-cooled handpiece, which effectively disables unwanted pigmented hair follicles. Set of consumables, accessories and spare parts including additional handpiece. Abroad training for 1 Doctor on application for a period of 3 weeks. Travel expenses, full board accommodation and daily allowance to be included | Altus Medical | 1
REFERENCE OF BOOKS AND VIDEO CASSETTES
02-07-01294 | An introduction to Microelectromechanical Systems Engineering, ISBN:0-89006-282-X | Artech House Books / Catalogue 2000 - Nadim Maluf, Lucas NovaSensor and Stanford University | 1
02-07-01295 | Optoelectronic Techniques for Microwave and Millimeter-Wave Engineering, ISBN: 0-89006-711-2 | rtech House Books / Catalogue 2000 - William M. Robertson | 1
02-07-01296 | International standard organization 9002 (Full Documents) |  | 1
02-07-01297 | Subscription of Biomedicine, health and biomedical equipment publications | UK | Sub.
02-07-01298 | Principles of biomedical Engineering for nursing staff, Author: Hans A. Von Der Mosel | Blackwell Scientific Publications, Oxford Osney Mead, Oxford OX2OEL | 4
| Specialized Siemens Literature, in English, Books and video cassette if available, Catalog 94/95 | VCH Publishers (UK) Ltd., 8 Wellington Court, Cambridge CB1 1HZ - England
02-07-01299 | a) Electrical engineering, general |  | 3
02-07-01300 | b) Data systems: Expert Systems " Introduction to the Technology and Application" |  | 2
c) Medical Engineering:
02-07-01301 | * Principles of Doppler and Color Doppler Imaging, introduction to the fundamentals |  | 5
02-07-01302 | * Cardic Catheterization |  | 2
02-07-01303 | * Imaging Systems for Medical Diagnostics, Fundamentals and technical solutions, X-ray diagnostics . CT . MRI . Sonography . Nuclear medical diagnostic |  | 4
02-07-01304 | d) Semiconducters, explanatory technical information and characteristic data |  | 3
02-07-01305 | e) Journal on electronics and mechanical-electronic components, Components |  | 3
| Spare parts for Ultrasonic machine model Sonoline Sienna, SUP/00/10626/27 | Siemens AG - Germany
02-07-01306 | * Protective covers, n/sterile foe vaginal-transducer, pack of 100 | 8990418 | 10 packs
02-07-01307 | * Recorder color paper for Mutsubishi CP700, pack of 1 roll |  | 10 packs
02-07-01308 | * Black and white paper for Mitsubishi P91 |  | 10 packs
02-07-01309 | * Back up UPS for Ultrasound machine Sonolone Sienna |  | 4
Test Equipment
02-07-01310 | * Stroboscope to check laboratory centrifuge speed |  | 2
| Spare parts for central station monitoring system procured against SUP/00/10626/4 | Datex Ohmeda - Finland
02-07-01311 | * 5 lead ECG trunk cable |  | 2
02-07-01312 | * 5 lead ECG trunk set |  | 2
02-07-01313 | * Finger Sat sensor |  | 2
02-07-01314 | * Sat sensor cable |  | 2
02-07-01315 | Elevators complete unit to replace old units model Hitachi with the specifications: class p load 550 kg, speed 90m/min, control DB - MSTK, control panel switch board for control. | Hitachi or Thyssen | 3
* Type/F - mfg no. x33210-3 length 103 x 140 cm width
* hight 225 cm
* Motor: output power: 11-2 kW, Voltage: 380, Rotor: k1. Current:24/19.1 Amper; poles:4/16; frequency: 50Hz. Speed: 1425/320 rpm, mfgno. 871372-1
* Outside dimension (WxD) 145 cm x 121.5 cm
* Opening (WxH) 80 cm x 210 cm
* Entrance 7 opening (same side)
* No. of stops: 7 stops (G, 1-6)
* Vantilation, ceiling fan
02-07-01316 | * Installation, start up and training on maintenance by the supplier
02-07-01317 | * Abroad training for two engineers on maintenance for a period of 2 weeks, travel expenses, full board accommodation and daily allowances should be included in the contract. |  | 2 Persons x 2 weeks
02-07-01318 | * Set of accessories and spare parts for 2 years of operation
02-07-01319 | Turn-key project: Pager system, 50 portable electronic device, complete system with all needed modification on telephone network at Hospital level. Installation kit, accessories and set of consumables (batteries..) for 2 years. | any supplier | 1
02-07-01320 | * Installation, start up and training on service by the supplier
02-07-01321 | Turn-key project: Pager system, 30 portable electronic device, complete system with all needed modification on telephone network at Hospital level. Installation kit, accessories and set of consumables (batteries..) for 2 years. | any supplier | 3
02-07-01322 | * Installation, start up and training on service by the supplier
02-07-01323 | Turn-key project - Medical compressed air unit station, with Micro CPU electronic supervisor system, complete with all accessories, consumables and set of spares needed for installation. | NOVAIR, 93270 Sevran - France | 3
02-07-01324 | * Set of recommended spare parts for 2 years of operation | NOVAIR, 93270 Sevran - France
02-07-01325 | * Pipes, connections, adapters needed for assembling the station to the Operating theathres. Complete installation kit with all needed parts. | NOVAIR, 93270 Sevran - France
02-07-01326 | * Installation, start up and training on operation and maintenance for engineers to be carried out by the supplier | NOVAIR, 93270 Sevran - France
02-07-01327 | * Abroad Training on the above equipment for one engineer for a period of 3 weeks, travel expenses, full board accommodation and daily allowances should be included in the contract. | NOVAIR, 93270 Sevran - France | 1 Person x 3 weeks
Suleimaniya
Code Number | Item Description | Supplier | Qty
02-07-01328 | Hi Speed DX/i (Computerized Tomography Scanner-CT-scan) (dose reduction CT), complete system with laser printer. Compatible, hilight detector. 1.5,2,3 second full scans, 1 sec partial scan, 30sec single helical, 500 sec multi-helical. For soft tissue, standard+, detail chest, bone, edge and performance, 6 seconds reconstruction, tube:(2.5MHU anode heat capacity, 820kHU/min max anode dissipation rate) productivity enhancements: (smart technique, autoscan, auto voice, auto film, auto stone, auto transfer, 1024 localizer, protocol prp, view/edit wizard, dynaplan plus, image works, proview, 21" colour monitor, 128mb ram memory, 2GB immage disk (5600 images), 2Gb raw data disk (1000 raw data) 128mb memory, 2.3Gb MOD with 1337mm metal-free scannable range, that supports 205kg (450 lbs) patients accurately, 70cm aperture, I 300 quantry tilt, intercom system, 740 holight detectors, on-board 18kw generator, halogen alignment light. power 30kw generator, 1 sec full scan (0.6 sec partial scan), 50cm FOV, 60sec single | GE Medical Systems-Europe: Paris,France | 1
helical, 4 & 2 seconds reconstruction time, high performance 3.5MHU tube capacity, 820 KHU/min dissipation rate with analog or digital camera interface. Smart perp for contrast monitoring, smart helical, smart recon(CT Scopy), smart view. With 3D/MIP software on operator console, navigator (virtual endoscopy), dentascan with rear side controller, slave monitor, RTP Flat pad for radiation therapy planning, pionner MOD (Read only) intercom footswitch, language package. with installation, spare parts and all accessories. 2 years guaranttee and training of 2 doctors and one engenier in the supplier company.
02-07-01329 | Single-Use Syringe Manufacturing Plant (PRO-FORMA n0 PG 123.00\GM.mlp). With needle and TPE piston production lines and clean room, including (Molding dept., Syringe printing and assembly dept., syringe packing dept,. Sterilization dept,. Quality Control dept,. General service dept,. Spare-parts and (know-how, technology transfer, engineering and technical documentation) training/ supervision and with installation of the whole plant,. with equipment for needle production, air conditioning and filtering plant, equipment for TPE piston production with training of 4 pharmacists and 6 engeneers and 20 technical staff. and with consumable parts, running materials for 2 years, with guarantee for 2 years. | Penta Group Co./Italy | 1
Hydro Therapy Equipment,
02-07-01330 | Adjustable Swimming Pool Base, for therapy. With installation and training. | EWAC/NETHERLANDS | 1
02-07-01331 | Walking Bath with Adjustable Floor, for walking excersises in water. With a walking surface of non-skid light-blue polyester tiles and has parallel bars at both sides. 4-6 observation windows for monitoring the patient during excersises. With installation and training. | EWAC/NETHERLANDS | 1
02-07-01332 | Contrast Baths for Arms and legs, for the treatment of lower and upper extrimities, and consist of two separate bathtubes. Free-standing unit. Each bathtub contains jet pipes with very small openings. With treatmant chair to be used in conjugation with the contrast baths and/or whirlpools, consist of metal frame with a hight adjustable plastic bucket seat with swivel action. turning a hand-wheel to the desired height (60-85cm). with installation and training. | EWAC/NETHERLANDS | 1
02-07-01333 | Pulsaerator, mobile unit for underwater jet massage in butterfly baths, whirlpool baths, swimming pools with rim and other types of baths. With installation and training. | EWAC/NETHERLANDS | 1
02-07-01334 | WHIRLPOOL, specially made for the treatment of the extrimities in conjunction with an underwater jet massage unit. With special hight adjustable wall clamp for fixing the jet sprayer of the pulsaerator. With installation and training. | EWAC/NETHERLANDS | 1
02-07-01335 | Therapeutic pool, equipped with observation window, handrails, bath stairs, parallel bars, hydro massage, underwater lights. With filteration system. With installation and training. | EWAC/NETHERLANDS | 1
02-07-01336 | Butterfly Bath, ergonomic shaped. Equipped with a manual underwater massage unit and/or filteration unit Aquacontrol, which contains all controls for circulation, heating and disinfecting of the water. With installation and training. | EWAC/NETHERLANDS | 1
02-07-01337 | Ceiling Mounted Patient Hoist, to keep an ergonomically working position while lifting the patient. And infra red remote control, the motor is battery powered and the rails can be provided with curves, switches and turntable. Room covered allowing having access to all room areas. with installation and training. | EWAC/NETHERLANDS | 1
02-07-01338 | Combination Bath. For various kinds of treatments, like galvanic, faradic and diadynamic currents, underwater jet massage and dry gas COZ. Made from reinforced acrylic glass, available in different colours, and a polystyrene outer casting. With installation and training. | EWAC/NETHERLANDS | 1
02-07-01339 | Massage Bath, for total body massage. For the use in the fieled of hydro-therapy and thalasso therapy. From 30 till 230 jet nozzles for underwater vibration and emulsified water with air. With instalation and training. | EWAC/NETHERLANDS | 1
02-07-01340 | 4 Compartment Bath, with 2 sepoarate leg tubs and 2 swivel arm tubs. Each tube has a tempreature controlled and overflow standpipe. Inside each bathtub, 2 electrodes can be mounted for applying electrical treatments (monpolar and bipolar). With a control pannel with different selections for electrodes and currents gives a good overview of the selections made. with installation and training. | EWAC/NETHERLANDS | 1
02-07-01341 | Fango Equipment, agitators used for the preparation (heating and mixing) of parafango. With an aluminium inner tank directly heated at the bottom by the heating element. With tempreature-controlled cabinet to store liquid parafango. With istallation and training. | EWAC/NETHERLANDS | 1
02-07-01342 | Medical Baths, Partial Baths and Lifting Devices, thalasso therapy as well for classic hydro therapy purpose. With installation and training. | EWAC/NETHERLANDS | 1
02-07-01343 | Project Designing. By the supplier. | EWAC/NETHERLANDS | 1
02-07-01344 | Electrotherapy, Ultrasound-and-Lasertherapy. (Sonopulse 490). Compact unit. (1497.901), power supply: 220V/50Hz. With all accessories:- |  | 1
02-07-01345 | Multi-frequent treatment head, large. Holder for treatment head contact-gel (250ml). (1458.901). | ENRAF-NONIUS International Netherlands | 1
02-07-01346 | Adapter 220V-EUR (for 1497.901). | Same as above | 1
02-07-01347 | Operating Manual. (1497.750). | Same as above | 1
02-07-01348 | Multi-frequency treatment head, small. (1458.911). | Same as above | 1
02-07-01349 | Grey case. (3444.650). | Same as above | 1
02-07-01350 | Black design case. (3444.109). | Same as above | 1
02-07-01351 | Equipment cart Encar 4. (3444.700). | Same as above | 1
02-07-01352 | Vacotron 460, (2-channel vacuum unit). Can be connected to all the electrotherapy and combination units of 4-series. Including Sonopulse 491-Endomed 484. With accurate adjustment of the suction strength. Can be used as table top model. (1490.961). With all standard accessories. includeing:_ | ENRAF-NONIUS International Netherlands | 1
02-07-01353 | 2 Vacuum electrodes (3444.017). | Same as above | 1
02-07-01354 | 4 Sponges (3444.004). | Same as above | 1
02-07-01355 | Vacuum electrode cable, black/black, x2 (3444.100). | Same as above | 1
02-07-01356 | Vacuum electrod cable, red/red, x2 (3444.096). | Same as above | 1
02-07-01357 | Patient cable, x2 (3444.088). | Same as above | 1
02-07-01358 | Water reservoir. (3444.098). | Same as above | 1
02-07-01359 | Spreader for electrode cables (3444.077). | Same as above | 1
02-07-01360 | Dummy plug (3444.078). | Same as above | 1
02-07-01361 | Mains cable 220V-EUR 1490.961 (3444.298). | Same as above | 1
02-07-01362 | Operating manual in english language. (1490.750). | Same as above | 1
02-07-01363 | Vacuum electrodes (set of 2). (3444.018). | Same as above | 1
02-07-01364 | Sponges (set of 4). (3444.007). | Same as above | 1
02-07-01365 | Encar 4. Equipped with 4 large castors (two with brake). (3444.700). | Same as above | 1
02-07-01366 | Endomed 484, 4-channel unit for electrotherapy and electro-diagnostics. (1497.971). With standard accessories including:- | Same as above | 1
02-07-01367 | Cable adapter, 2x (3444.101). | Same as above | 1
02-07-01368 | Patient cable, 4x (3444.102). | Same as above | 1
02-07-01369 | 4 self-adhesive electrodes, 2x (3444.064). | Same as above | 1
02-07-01370 | 2 Silicon electrodes, 2x (3444.106). | Same as above | 1
02-07-01371 | 4 Moist pads (6x8cm) (1460.266). | Same as above | 1
02-07-01372 | Fixation strap (100x3cm), (3444.020). | Same as above | 1
02-07-01373 | Remote control (1497.800). | Same as above | 1
02-07-01374 | Adapter 220V-EUR (for 1497.971). | Same as above | 1
02-07-01375 | Protocol guide (1497.760). | Same as above | 1
02-07-01376 | Operating manual. In english language (1497.751). | Same as above | 1
02-07-01377 | Black design case (3444.109). | Same as above | 1
02-07-01378 | Equipment cart Encar 4 (3444.700). | Same as above | 1
02-07-01379 | Curapuls 970. For continouos and pulsed shortwave therapy. (1419.941). With installation, training and With standard accessories including:- | Same as above | 1
02-07-01380 | Electrods arm, 2x (3444.033). | Same as above | 1
02-07-01381 | Disc (Schliephake) electrode, 2x (1462.531). | Same as above | 1
02-07-01382 | Electrode cable, 2x (1462.416). | Same as above | 1
02-07-01383 | Neon checklight, (3441.306). | Same as above | 1
02-07-01384 | Operating manual, in english language. (1419.751). | Same as above | 1
02-07-01385 | Circuplode, 14cm (1462.453). | Same as above | 1
02-07-01386 | Adapter for 1462.453 (1462.443). | Same as above | 1
02-07-01387 | Flexiplode (1462.423). | Same as above | 1
02-07-01388 | Eltrac 471, (Universal traction unit for lumbar and cervical traction). (1471.901), with training and all standard accessories including:- | ENRAF-NONIUS International Netherlands | 1
02-07-01389 | Patient stop switch, (1471.800). | Same as above | 1
02-07-01390 | 4 Fixing knobes, (1471.801). | Same as above | 1
02-07-01391 | Nylon cord (170 cm), (1471.806). | Same as above | 1
02-07-01392 | Carabine hook (7 cm), 3447.644). | Same as above | 1
02-07-01393 | Mains cable 220V-EUR for 1471.901, (3444.290). | Same as above | 1
02-07-01394 | Operating manual in english language, (1471.750). | Same as above | 1
02-07-01395 | Manumed special traction table | Same as above | 1
02-07-01396 | Traction frame for Manumed special table (type 004), (3445.020). | Same as above | 1
02-07-01397 | Thoracic belt, (3445.021). | Same as above | 1
02-07-01398 | Pelvic belt, (3445.022). | Same as above | 1
02-07-01399 | Clamp for straps(4 pcs.), (3445.006). | Same as above | 1
02-07-01400 | Fango Heater, (1468.904). Power supply: 220V/50Hz. With all accessories including:(operating manual in english language- 1468.751), (Mains cable- 3444.290), (Parafango Battaglia, 12kg- 3448.108), (Paraligno, 5kg- 3448.164), (parafoil, 40x60 cm, 1000 sheets). | ENRAF-NONIUS International Netherlands | 1
02-07-01401 | Paraffin bath, power supply: 220V/50Hz. (3448.162), with all accessories including:(heat-transfer liquid(thermal-oil), 5litre suitable for sterilising-3448.136), (Paraffin wax, pure form, 500kg-3448.112), ( parafango battaglia, 48 kg.-3448.108), (paraligno, 50 kg.-3448.164), (parafoil, 40x60 cm, 5000 sheets-3448.137). | ENRAF-NONIUS International Netherlands | 1
02-07-01402 | Packheater, power supply: 220V/50Hz (3448.191) with standard and optional accessories including:(operating manual in english language base grid-1400.725), (tongs, made from wood-3448.132), (base grid, plastic-coated-3448-135), (rack, stainless steel-3448.199), (enno moor, 13x28 cm, 6pc-3448.223), (eno-moor, 27x35 cm, 2pc-3448.224), (enno-moist, 12x30 cm-3448.166), (enno-moist, 25x30 cm-3448.167), (enno moist, 15x61 cm, neck model-3448.168), (enno moist, 38x61 cm, oversize model-3448.169), (towelling holder for 3448.167-3448.173), (towelling holder for 3448.168-3448.174), (hot/cold packs, 13x14 cm, 12pc-3448.207), (hot/cold packs, 13x30 cm, 6pc-3448.208), (hot/cold packs, 30x40 cm, pc-3448.209), (towelling holder for packs(3448.208)-3448.130). | ENRAF-NONIUS International Netherlands | 1
02-07-01403 | Portable Doppler, (MULTI DOP P). Compact portable unit, with built-in thermo-printer. Power supply: 220V/50Hz automatic matching. Integrated TFT LC colour display, 10.4". Built-in keypad, two integrated sterno loudspeakers, headphone connector, DWL Remote control, 4-function foot switch (programmable), with high performance processor, hard disc of > 1 Gbyte, VGA graphics resolution, external VGA output, with built-in thermo printer for quick printouts of single spectras and continuous printing, graphic reports on laser or inkjet printer. audio playback, power limit mode, probe saver, autolable/autosave, autogain, scroll/cineloop, patient database. with external floppy disk drive, external magneto-optical-disk drive, vga colour monitor, network connection, analog box to connect external systems, TCD7 monitoring software. with additional papers and consumable parts. | DWL/Elektronische Systeme GmbH. | 2
02-07-01404 | Complete Anesthesia set, with all accessories including (volume monitor VMI, Oxygene monitor KE, Ventilator MAV3, Gas monitor ANGA I,Circulation system, Rotameter set, Vaopriser, Volumeter). | ANAMED ( Tizian M) | 6
02-07-01405 | Oximeters, Pulse. It displays LCD with back light, SPO2, pulse rate menu status. With audio visual and visual alarm. Self-test mode, probe type: flex and disposable for different ages, ear, finger, universal. Patient range for neonates, infant, adult, pediatric. external out put digital. with extra numbers of batteries, sensor, with extra replacement probes (4). and all accessories and spare parts. | Fisher Scientific | 10
02-07-01406 | Electrocautery Units (Diathermy H-F Surgery Unit. (ERBOTOM-ICC-300). Power supply 220V, 50Hz. With electric spray. For general surgery. #(ICC-300-E) | ERBOTOM | 3
02-07-01407 | Electrocautery Units (Diathermy H-F Surgery Unit. (ERBOTOM-ICC-200). Power supply 220V, 50Hz. For general surgery. #(ICC-200) | ERBOTOM | 2
02-07-01408 | Universal Vertix UM, X-Ray system for radiography. With compression belt and Head support. And OPTILIX X-ray tube 150/30/50C-100 and POLYDOROS LX 50 Lite generator. With all accessories and spare parts. Installation and training for engineers, maintenance for two years after the one year warranty. | SIEMENS Germany | 2
02-07-01409 | Complete Dental unit. With balanced retraction arms and hanging cords. With new RD electronics, combined with the control panel with LCD display. With installation, accessories including spare parts for two years of dental units. | Sirona Germany | 10
02-07-01410 | Universal Centrifuge, top speed 6000 rpm., max. centrifugal force 3700 xg. With speed selector, revolution counter, time switch up to 60 min., electric brake, lid lock and lid securer. Housing and lid cold formed light metal, stove enamelled, rotor chamber of high class stainless steel. spring mounted lid for easy opening and closing. lid cable and plug. for 220 V, 50 Hz. | HETTICH , Germany | 10
02-07-01411 | Digital Spectrophotometer microprocessor controlled. With print value shown on data display. In sequential mode, print sample ID number, wave-length, photometric value, operating mode. At the end of each scan, print out all programmed instrument conditions for easy, sure test duplication any time. selectable scan speed. with accessories. | Secomam | 6
02-07-01412 | Laboratory Microscope binocular, with 12 extra lamps,with automatic voltage adaptation, 25mm field of view, sextuple objective nosepiece, object marker, objective series, retable stage, photomicro adaption (MPS), object holders (for 2 specimen and for one-handed operation), discussion unit. | LEICA DMLB, Olympus | 10
02-07-01413 | Multichannel Flame Photometer, digital microprocessor controlled. For the determination of Na, K, Ca, Li in serum and Na, K in urine. For Acetylene Gas. For 110/220 V, 50/60 Hz. Dimentions 470 x 470 x 470 mm. Weight 30 kg. With all reagents enough fot 200.000 tests. and additional accessories | Jenway | 4
02-07-01414 | Hemoglobine Meter, digital. Range 0 - 20 grams of Hemoglobin per deciliter, sensitivity 0.1 gram of hemoglobin per deciliter. Double-beam photometer with green, light emitting diode as light source. Operating wavelength 365 nm. The photometric accuracy is + 0.3 grams of hemoglobin per deciliter or + 3%, yellow coloured plastic casing. with calibration pen. for 110 or 220 V, 50/60 Hz. with all accessories and spare parts. | Erma | 10
02-07-01415 | Seven-Channel Clinical Analyses system. Composed of (a.Glucose/Urea/Creatinine analyzer. b.Chloride/Total CO2 analyzer. c.Autocal Flame Photometer. d.Printer/Sample System.) for the fully automatic determination of Glucose, Urea, Creatinine, Chloride, Total CO2, Sodium and Potassium. with all accessoris and spare parts and operating reagents enough for 10.000 tests. and training for lab and technical staff. | Any Supplier | 4
02-07-01416 | Diagnostic set. Instrument heads made of robust plastics with fiber optics and halogen illumination 2,5 V. Bayonet fitting. Otoscope: Removable 4x magnifying lens. Ejector for specula. Ophthalmoscope: Corrective lenses:-35 to +40 diopters. Apertures: large and small circle, semi-circle, fixation star, slit and grid. filters: green, blue and polarizing filter. each filter can be switched to each aperture. unique focusing device. Nasal speculum. Tongue blade holder. Throat mirrors: No.3 and 4. Bent arm illuminator: black chrome-plated. plastic tube with 4 reusable ear specula 2,3,4 and 5 mm black and 5 each disposable ear specula, 2,5 and 4 mmgrey. in plastic case. with additional accessories. #(AC 700) | AESCULAP/ENT-CATALOGUE (B/BRAUN) Downs page 3 | 10
02-07-01417 | Deionizer for distill water with flow rate of 4L/h | Any Supplier | 6
02-07-01418 | test strip for blood Glucose meter (Glucometer Elite 2000), box of 50 | Med. Export group POB 59 | 100
| Professional Ultrasound S1010 (PO SUP/98/8604/8) | Lahdemakioi,Koskivuorenkatu 5,30420 Forssa, Finland
02-07-01419 | Gel (tube of 250 ml) |  | 100
02-07-01420 | Treatment head |  | 2
| General purpose Centrifuge ( PO SUP/97/21886/1) | Labquip International
02-07-01421 | Main control PCB. |  | 10
02-07-01422 | Motor |  | 5
02-07-01423 | Pair of brushes |  | 20
| Micro haematocrit centrifuge ( PO SUP/97/43898/16) | Sandberg & Schneidewind
02-07-01424 | Main control PCB. |  | 10
02-07-01425 | Motor |  | 5
02-07-01426 | Pair of brushes |  | 20
| Microcentrifuge ,Type 2075 | HETTICH , Germany
02-07-01427 | Main control PCB. |  | 10
02-07-01428 | Motor |  | 5
02-07-01429 | Pair of brushes |  | 20
| Centrifuge , Type 2000 | HETTICH , Germany
02-07-01430 | Main control PCB. |  | 5
02-07-01431 | Motor |  | 5
02-07-01432 | Pair of brushes |  | 20
| Ultrasound Scanner , Portable Pie Medical Model 240 ( PO SUP/98/31363/9) | Medical Export Group/ PO. Box 59
02-07-01433 | Power supply PCB |  | 1
02-07-01434 | Transducer 3.5 MHZ |  | 1
| CTG unit sonicaid TEAM fetal monitor ( PO SUP/99/19619/12 ) | Fleishhacker - Postfach 1469 D-58209 Schwerte
02-07-01435 | Z-Fold printing paper for TEAM printer |  | 250
02-07-01436 | Ultra sound transducer |  | 20
02-07-01437 | External TOCO transducer |  | 10
02-07-01438 | Membrane for TOCO transducer |  | 20
02-07-01439 | Service manual (English) |  | 2
02-07-01440 | Operating manual (English ) |  | 5
| Deffibrillator monitor (CardioServ V.4) ( PO SUP/99/19619/12 ) | Marquette Hellige
02-07-01441 | Pcb. Analogue | 303 445 43 | 4
02-07-01442 | Exchange Pcb. Analogue | 389 004 22 | 4
02-07-01443 | Pcb. Digital without pacemaker | 388 032 53 | 4
02-07-01444 | Exchange Pcb.Pcb. Digital without pacemaker | 389 004 26 | 4
02-07-01445 | Capacitor | 903 449 88 | 4
02-07-01446 | ECG inputconnector | 303 442 99 | 6
02-07-01447 | Electrode coupling for paddles | 303 444 16 | 3
02-07-01448 | Switching power supply | 930 117 97 | 3
02-07-01449 | Fuse block | 908 122 28 | 3
02-07-01450 | Fuse fast 5.0A UL | 912 084 53 | 10
02-07-01451 | LCD graphic display | 930 117 17 | 3
| ECG Cardiosmart | Marquette Hellige
02-07-01452 | Z-fold printing paper |  | 50
02-07-01453 | Printer head | N 216 8E SH6 | 10
02-07-01454 | Main PCB |  | 5
02-07-01455 | Patient cable (12 lead ) |  | 20
02-07-01456 | Set of limb electrodes |  | 20
02-07-01457 | Set of chest electrodes |  | 20
| HF Surgical unit (ICC 300 E) ( PO SUP/99/19619/12 ) | ERBE
02-07-01458 | Two pedal foot switch |  | 20
02-07-01459 | Cart | 20185-005 | 25
02-07-01460 | Connecting cable for ICC international ,3 pin plug | 20192-073 | 30
02-07-01461 | Electrode handle with 2-buttons | 20190-045 | 20
02-07-01462 | Electrode handle with 2-buttons | 20190-062 | 20
02-07-01463 | Electrode handle without button | 20190-049 | 40
02-07-01464 | Adapter 3-pin | 20183-029 | 20
02-07-01465 | Patient plate of conductive silicone | 20193-008 | 30
02-07-01466 | Connecting cable for Patient plate. Reusable. | 20194-000 | 10
02-07-01467 | Connecting cable for Patient plate. Reusable. | 20194-047 | 25
02-07-01468 | Connecting cable for disposable Patient plates. | 20194-057 | 25
02-07-01469 | Connecting cable for disposable Patient plates. | 20194-060 | 30
02-07-01470 | Connecting cable for disposable Patient plates. | 20194-061 | 30
02-07-01471 | Erbenessy Plate 170.without cable, with contact stud. (pack of 50). | 20193-070 | 100
| CT scanner (Somatom AR Star) (PO SUP/98/31363/3 ) | Siemens
02-07-01472 | MOD (Magnetic optical disk), Pioneer, Rewritable optical disc, DEC_702 |  | 4
02-07-01473 | DRYSTAR, TM 1 B, DRY FILM, 100 NIF, 35*43 cm, 14*17 inch. |  | 10pk
02-07-01474 | THA Rotanx MCT 141 (X ray tube) | 6207059 | 1
| ELECTROLYTE ANALYZER AVL 9180 PO SUP/99/08102/6 | AVL
02-07-01475 | Na electrode |  | 2
02-07-01476 | Ca electrode |  | 2
02-07-01477 | K electrode |  | 2
02-07-01478 | Roll Printing paper |  | 20
02-07-01479 | ISE Snap Pak |  | 10
02-07-01480 | Cleaning solution A |  | 5
02-07-01481 | Electrode conditioning solution |  | 5
02-07-01482 | ISE-trol Electrolyte control |  | 5
| Multiple configuration S&W defibrillator PO SUP/97/43898/12 | Cardio Aid MC+
02-07-01483 | Battery Unit 12V/1.3Ah REF no. 59439-6 | CA 232 | 20
02-07-01484 | Roll paper | CA 999 | 50
02-07-01485 | Patient cable | CA 001 | 20
02-07-01486 | Self adhesive electrode Pk of 50 |  | 50
02-07-01487 | Power unit |  | 10
02-07-01488 | Connecting cable between power unit and the defib. Unit with connectors |  | 10
| Phototherapy unit PO SUP/00/10685/19 | YON DON
02-07-01489 | Lamp |  | 150
| Ultraviolet for dermatology department | PUVA 22 (FINLAND)
02-07-01490 | UV Lamp |  | 44
02-07-01491 | Coil (Chalk) |  | 22
02-07-01492 | Starter |  | 44
02-07-01493 | Goggle |  | 4
| Endoscopic surgery (Laparascopy) - Scholly (PO SUP/98/31363/6) | DREHMAN
02-07-01494 | Titanclip for Clip applier (12.ZEM)&(12.DEM) |  | 250 Each
02-07-01495 | Titanclip for Clip applier (12.ZEML)&(12.DEML) |  | 250 Each
02-07-01496 | Titanclip for Clip applier (12.ZEL)& (12.DEL) |  | 250 Each
02-07-01497 | Titanclip for Clip applier (12.DWM)&(12. ZWM) |  | 250 Each
02-07-01498 | Titanclip for Clip applier (12.DWML)&(12.ZWML) |  | 250 Each
02-07-01499 | Titanclip for Clip applier (12.DPM)&(12.ZPM) |  | 250 Each
02-07-01500 | Titanclip for Clip applier (12.DPML)&(12.ZPML) |  | 250 Each
02-07-01501 | Titanclip for Clip applier (12.DHM)&(12.ZHM) |  | 250 Each
02-07-01502 | Titanclip for Clip applier (12.DHML)&(12.ZHML) |  | 250 Each
02-07-01503 | Titanclip for Clip applier (12.DHL)&(12.ZHL) |  | 250 Each
02-07-01504 | Titan Staples for Hernia stapler 12.0200 |  | 250 Each
02-07-01505 | Staple(12.0202) for Magazine 12.0201 |  | 100 Each
| MicroGas 7650-500 PO SUP/00/10685/19 | Linde Medical Sensors AG
02-07-01506 | COMBI.M Sensor Type 82 | 060 5000 | 10
02-07-01507 | COMBI.M Sensor Supplies consisting of (12 sensor preperators & one bottle COMBI sensor electrolyte) | 060 5200 | 10
02-07-01508 | Application set ,consisting of (dispenser for adhesive rings, one roll of 250 pcs. Adhesive rings d 32mm &one bottle contact gel) | 060 7110 | 10
02-07-01509 | CAL-Gas (box of 6 cylinders) | 060 0210 | 10
02-07-01510 | Slope-Gas (box of 6 cylinders) | 060 0220 | 10
02-07-01511 | COMBI sensor electrolyte (bottle of 10 ml) | 060 4210 | 10
02-07-01512 | Contact gel (bottle of 10 ml) | 060 3210 | 10
02-07-01513 | Adhesive rings (ext. diam.20mm) for use with application set (4 rolls of 400 pcs.each) | 060 7210 | 10
02-07-01514 | Adhesive rings (ext. diam.32mm) for use with application set (4 rolls of 250 pcs.each) | 060 7230 | 10
02-07-01515 | Cnnection cable , 1x25 way connector | 7650 0059 | 10
02-07-01516 | Cnnection cable , 1x37 way connector | 7651 0059 | 10
| Pulse oximeter OXYCOUNT/Multibase 2 PO SUP/99/08102/6 | WEINMANN
02-07-01517 | Rechargeble battery |  | 20
02-07-01518 | Thermal paper |  | 50
02-07-01519 | Finger clip (sensor) For adult |  | 20
02-07-01520 | Finger clip (sensor) For pediatric |  | 10
| Spectrophotometer PO SUP/97/17919/1 | Secomam
02-07-01521 | Square quvett (disposable) Pk of 100 |  | 2500
| Steam steriliser | Any supplier
02-07-01522 | Sterillisation indicator /Tape 2m length |  | 100
02-07-01523 | Sterillisation indicator / Stripes pk of 100 pcs |  | 100pk
Anesthesia unit SIARE Majopr International 394 PO SUP/
02-07-01524 | Flouo- Halothane vaporizer with interlock and refil device Selectitec compatible keyed filter |  | 8
| FO laryngoscope set F-119 Heine (PO SUP/99/19619/12) | Flieshhacker
02-07-01525 | Lamp |  | 50
| INFANT INCUBATOR model YON DON F-285 (PO SUP/00/10685/19) | MEG
02-07-01526 | Fan motor |  | 20
02-07-01527 | Temperature sensor |  | 10
02-07-01528 | Skin temperature sensor |  | 10
02-07-01529 | YD Power board |  | 10
02-07-01530 | DISPLAY Board |  | 10
02-07-01531 | System Board |  | 10
02-07-01532 | Air filter |  | 200
02-07-01533 | Incubator hood |  | 5
02-07-01534 | Heater element |  | 10
| Gastrofiberscope GIF-XQ40 (PO SUP/99/19619/1) | Olympus
02-07-01535 | Halogine Lamp |  | 10
02-07-01536 | Service manual |  | 2
02-07-01537 | Service tool kit |  | 2
02-07-01538 | Endoscope |  | 2
02-07-01539 | Semi-disposable biopsy valve (MB- 358) |  | 10
02-07-01540 | Mouthpiece (MB -142) |  | 20
02-07-01541 | Air / Water Valve (MH- 438) |  | 6
02-07-01542 | Suction Valve (MH - 443) |  | 6
02-07-01543 | Channel plug (MH - 944) |  | 2
02-07-01544 | Injection tube (MH - 946) |  | 2
02-07-01545 | Channel cleaning brush (BW - 20 T) |  | 4
02-07-01546 | Channel-opening cleaning brush (MH - 507) |  | 4
02-07-01547 | Suction Cleaning adapter (MH - 856) |  | 2
02-07-01548 | AW Channel cleaning adapter (MH - 948) |  | 2
02-07-01549 | ETO Cap (MB - 156) |  | 2
02-07-01550 | Disinfetant for disinfecting Olympus Gastroscope (Cidex) |  | 50 Lt
| Coaglometer,twin channel / SEAC Model clot 2 (PO SUP/99/19619/16) | MEG
02-07-01551 | Service manual |  | 2
02-07-01552 | Rolls of thermal printing paper Pack of 10 |  | 4
02-07-01553 | Cuvettes Box of 1000 With Mixing blade |  | 2
02-07-01554 | Conf. Thrombop. CA' 10x4ml |  | 10
02-07-01555 | Conf. a-PTT' 2x20ml |  | 10
02-07-01556 | Conf. Fibrinogen, 3x2ml |  | 10
02-07-01557 | conf. thrombin, 10x4 ml |  | 10
02-07-01558 | conf. norm. contr. pl., 6x1 ml |  | 10
02-07-01559 | conf. abn. contr. pl., 6x1 ml |  | 10
| Hettich Centrifuge Universal 16A/ 220V | Andreas Hettich GmbH &Co.KG.Gartenstr.100.D-78532 Tuttlingen
02-07-01560 | Service manual |  | 2
02-07-01561 | motor control pc board |  | 2
02-07-01562 | motor |  | 5
02-07-01563 | carbon brush |  | 10
| Mamography unit -Giotto (PO SUP/99/8102/5) | IMS
02-07-01564 | X-ray film Pk of 100, 24x30 |  | 25
02-07-01565 | X-ray film Pk of 100, 24x18 |  | 25
02-07-01566 | Curix mammoghraphy cassettes and screen,size 24x30 |  | 6
02-07-01567 | Curix mammoghraphy cassettes and screen,size 24x18 |  | 6
| Panoramic dental X-Ray (PO SUP/99/19848/1) | IMS
02-07-01568 | X-ray films Pk of 100 |  | 50
02-07-01569 | Cassettes |  | 10
| dental X-ray model Heliodent DS (PO SUP/97/43898/7) | Siemens AG - Germany
02-07-01570 | * X-ray tube SR60/7 L |  | 3
02-07-01571 | * Main electrical board |  | 2
| Delta-3 Plus ECG (PO SUP/97/18346/1) | REMCO ITALY
02-07-01572 | Patient cable |  | 10
02-07-01573 | Battery Unit 7741709 |  | 10
02-07-01574 | 24V 20VA Transformer 5400360 |  | 2
02-07-01575 | ECG input board 5802200 |  | 4
02-07-01576 | Power Supply-PCB 5802205 |  | 2
02-07-01577 | CPU Board 5802203 |  | 2
02-07-01578 | Memory Board 5802204 |  | 2
02-07-01579 | Analogue board 5802201 |  | 2
02-07-01580 | LCD Display 5802192 |  | 2
02-07-01581 | Key board |  | 4
02-07-01582 | Upper case group 2990151 |  | 2
02-07-01583 | Printer Group 5840954 |  | 5
| Lithostar multiline SUP/97/27663/1 | Siemens AG - Germany
02-07-01584 | X-Ray Tube |  | 1
02-07-01585 | (Control box E)Table position hand control Sr. No. (S 06193S01) | Part No.( 1P 3123879 J1042) | 2
02-07-01586 | Micro Swich (S 28) & IU 30V 4MAAU | P.N. 3057510 & 7761299 | 4
02-07-01587 | Thermostat(sensor module E) , Magnetic valve Y1/Y2/Y3 | P.N. 3092603 , 7760341/ 4690749 | 4
02-07-01588 | Shock wave head |  | 2
02-07-01589 | Sparc gap |  | 2
| ABL 5 Blood gas system | Radiometer
02-07-01590 | Gas cylinder 2.5L, 5.61% CO2 , 19.76% O2 | 962-140 | 8
02-07-01591 | Gas cylinder 2.5L ,11.22% CO2 , 0% O2 | 962-141 | 8
02-07-01592 | D5 Starter kit | 905-269 | 8
02-07-01593 | S 2001 Qualicheck Blood gas Control system | 905-306 | 8
02-07-01594 | Documentation kit for the above qualicheck Blood gas control system (English) | 905-402 | 2
02-07-01595 | Roll of thermal paper |  | 10
| Instrumentation/Meters | RS Components Catalogue March- June 1985
02-07-01596 | LCR meter Type B 183 or equivalent | 611-284 | 2
02-07-01597 | Autoranging Fluke Multimeter with all accessories model 77 or equivalent | 610-966 | 4
02-07-01598 | Megger BM100 or equivalent | 611.183 | 2
02-07-01599 | Digital clamp meter 100A a.c or d.c H.E.M.E 1000 | 610-843 | 2
02-07-01600 | Phase and continuity indicator | 424-585 | 20
02-07-01601 | Optical Tachometer | 610-449 | 4
02-07-01602 | Contact measurement adaptor for the above tachometer | 610-433 | 4
02-07-01603 | Sound level meter type 1405D | 610-988 | 2
02-07-01604 | Luxmeter | 610-821 | 2
02-07-01605 | Frequency meter 200 MHZ | 610-972 | 2
02-07-01606 | Voltage tester | 424-642 | 10
02-07-01607 | Temperature controlled soldering station | 608-727 | 2
02-07-01608 | Microbench de-soldering station | 605-122 | 2
02-07-01609 | Zipped tool kit with case | 542-093 | 25
02-07-01610 | Service engineers tool kit with case | 541-365 | 10
Requirement for Training
02-07-01611 | Personal computers, as recent WHO standard. |  | 2
02-07-01612 | Laser printer, B/W |  | 1
02-07-01613 | Laptop computer |  | 2
02-07-01614 | over head projector, with mobile whit board |  | 1
02-07-01615 | Videocassette (VHS) recorder and play. |  | 1
02-07-01616 | Multimedia projector (data show), Hi resoloution, with all accessories to be connected to labtop computers and video. |  | 1
02-07-01617 | Color TV, 26 inch, with CD drive |  | 1
02-07-01618 | photocopy machine |  | 1
02-07-01619 | Set of educational CDs on Basics of electronics. |  | 2
02-07-01620 | Set of educational CDs on maintenance of medical equipment. |  | 2
02-07-01621 | Heavy duty air compressor with 10L tank (Glucometer Elite 2000) PO no. SUP/98/8604/1 | Kenedy int. POB 14, Victoria | 12