## ANNEXES
SECTOR: | Health
Subsector:
PROJECT or TITLE: | HEALTH -ANNEX 7 REHAPETILATION EQUIPMENT
CODE | DESCRIPTION | QUANTITY | UNIT OF MEASURE
02-04-00001 | EQUIPMENT: TELEPHONE EXCHANGE MODEL: CITEL ALCATEL V-2505MEDIUM CAPACITY EPABX (64X320) CABINET REEERENCE0A0750580101 (2A 0750044/E)PROGRAM REEEGRENS FAH 04H 10H 03HCOMPANY NAME CITEL ALCATELQUANTITY INSTALLED: 6 SYSTEMSSITE: Baghdad (Ibn Albaladi - Habebia)- Dwania- Najaf- Nasseria - RamadiNOTE:- ALL THE CARDS EQUIPED WITH MEMORY (PROGRAMED) INTEGRATED CIRCUITS, CODE IS ORANG.MODEL: CITEL ALCATEL V-2505
| CPU Card XG 0816630103 | 24
| Convertor XR 0460230101 | 24
| Mem.C 0815980100 | 12
| Mem. C 0816660100 | 12
| Back up mem | 12
| Complete operator consnklsole | 12
| SEC Card XG 0815860403 ED2 | 36
| USART Card (slot 18) XG 0815910103 ED4 | 12
| Mem A (slot 12) XG 0816670106 ED3 | 12
| Mem A (Slot 13) XG 0816670106 ED3 | 12
| Mem A (Slot 15) XG 08166703006 ED3 | 12
| Mem B (Slot 14) oG 0815980100 Ed 1.4 | 12
| Mem C(Slot 16) OG 0816660100 ED2.5 | 12
| Mem C(Slot 17)OG 0816660100 ED 2.5 | 12
| Mem.Back up Battery OD 0822240100 ED 2.5 | 12
| Doughter Card Urta 05082147 Ed1 | 12
02-04-00002 | Spare Parts for Cabinet
| Alarmlamp 42v plugged in type | 7.2
| Alorm card oT 0817530200 EDI | 12
| Circuit Breaker 25A | 24
| Cables with connec tos:- | 12
a- system to operator consol
b- convertion to operolor console
c- systen lA 34 printer
d- opevator console to Tty
e- controler to frontal}0A0410040018
f- frontal to frontal }0A0410040015
0A0410040017
0A0410040013
0A0410020043
0A0410020039
0A0410020036
0A0410020032
0A0410010026
0A0410020030
g- spare connectors for controllers and frontats
02-04-00003 | spare parts for operator console
operatar console complefe
mother board oG 0815820200 ED2A
mother key board xT 081070601 ED1
Doughter card for key board xt 081070601 ED1
Display board xt 0816560300 EDB
TTY card ot 0817560100 EDIA
Audio card OG 0896640100 EDN2
| Number key board 0s0815830105 ED1.1 | 12
| Telephone hondset with juck | 24
| Operatds console strip connector | 12
02-04-00004 | Spare parts for TTY silent700
Ref-no 73kSR –EIAL TTY (WE)
partno og 83804 -0201
jerial no 04744 (54130)
| TTY complete | 12
| print head ( thermal dot matrix ) 0474454130 | 24
| Thermal print paper | 120
| GA Card XG 0816610102 ED4 | 24
| GB Card XG 08020360302 ED4 | 12
| CPU Card XG 0816630103 ED3 | 24
| Mem A Card XG 0816670106 ED3 | 12
Ringing Generator XT 0816840301 ED3
| series n2-061086 | 24
Convertor ( Power Supply) xR 0460230101 ED5
| Series no 004655 | 48
| Doutor Card mem. A XG 0816750102 ED1 | 12
02-04-00005 | EQUIPMENT: COLD STORE
Type Refrigeration
PRB9 MR 75
PRB13 MC 250x2
PRB9 MR100
PRB9 MR150
PRB9 MR150
PRBO MR100
COMPANY NAME: BONNET
QUANTITY INSTALLED: 42
SITE: Baghdad (Ibn Albaladi - Habebia)- Dwania- Najaf- Nasseria - Ramadi
| Compressor | 48
| Condenser Fan | 48
| Air Cooler Fan | 48
| Reciever | 24
| dryer | 24
| Expansion valve | 24
| Tele thermometer | 24
| Control thermostat | 48
| Deforost Timer | 48
| Protection Circuit breaker | 48
| Indiction Lamp | 120
| Single pole revers switch | 24
| Comind switch | 24
| Four pole switch | 24
| Fuse | 120
| Relay | 48
| Starting Capactitor | 48
| Permanent capacitor | 48
| Defrost heater | 60
02-04-00006 | EQUIPMENT: DEEP FREEZ
COMPANY NAME: TRADING & INVESTEMT
QUATITY INSTALLED: 33
| Mercury contactor Cat No. 35 No.220 AH,Coil2081240V,50HZ | 60
| Timer,MLCS-220A-IXS-15M-6151A | 60
| Fan motor G.B 230V,50HZ,25A Type S TK NO 5421 | 100
| Compressor,Bristol,230V-1-50 Linb 262 EBCB | 60
| Battry 15V | 60
| Valve Pressure | 40
| Small cabilary tube | 40
| Large cabilary tube | 40
02-04-00007 | EQUIPMENT: DEEP FREEZ, BLOAD BANK & AIRCONDITIOING
COMPANY NAME: TRADING & INVESTEMNT
QUANTITY INSTALLED: 4053
Decription
| Compressor 1.5 tons for aircondeuons window type | 1000
| Compressor 2 tons for aircondetion window type | 2000
| Compressor with overload and capacitor 1/3 hp | 700
| Compressor with overload and capacitor 1/5 hp | 800
| Comressor prest cold LTD,Type: K 150/0020 FLA:11 A,220 V,%0 HZ,1 Phase | 4
| Compressor copelmatic,type:KAH2-0050-CAG 230V, 1 Phase, 50HZ,FLA 3.4A | 4
| Compressor copeland,type:REY3-0175-PFJ 220V,1 Phase, 50HZ | 4
| temperature recorder Pen (the pen is asealed capsule contains an anti-spread ink the pen is dispoable) | 0
| temperature recorder Pen (the pen is asealed capsule contains an anti-spread ink the pen is dispoable) | 2000
02-04-00008 | EQUIPMENT: COLD STORE
COMPANY: TRADING & INVESTMENT
QUANTITY INSTALLED: 70
| Compressor Type: D40100,FRIGOPOL,0.73KW, 1450min, 3/50 | 20
| Compressor Type: 9RBI-0505-ESL, Coplematic, 3/50/380 | 30
| Compressor type:LAHI-00-0310-IAD,Coplematic, 3/50/380 | 20
| Timer Type: 8145-53 USA | 30
| Fan motor,Roller,220v,75W,75W,50Hz,W.G | 30
| Filter dryer,1/2 in, Alco controls,EK-164 | 40
| Fan motor DWN copeland 60W,type, LS63A-SI | 30
| Fan motor 220V,50HZ 40W, 1300min, Type: VN-10-2- | 40
| Compressor H2-28/4-074/12 R12 | 20
| Temprature Johnnnson control A-28AA-9006 | 40
| Thermostat for aircondition | 2000
| Selector switch for aircondition | 2000
02-04-00009 | EQUIPMENT: COLD STORE
COMPANY NAME: PMT
QUANTITY INSTALLED: 50
| Starter | 40
| Motor Fan with blade | 100
| Contactor | 40
| Motor Fan | 60
| Dual Press | 60
| Timer | 60
02-04-00010 | EQUIPMENT: COLD STORES
COANY NAME: SMETCO
QUANTITY INSTALLED: 50
| Dual Pressure | 100
| Timer Micro-fush, France | 100
| Timer Defrost | 60
| Fan Motor | 40
| Fan Motor | 40
| Compressor | 60
| Expansion Valve | 60
| Filter Dryer | 60
| Solenoid Valve | 40
02-04-00011 | EQUIPMENT: MORTUARY COLD STORE
COMPANY NAME: TRADING & INVESTMENT
QUANTITY: 34
| Compressor (MRBI-0500- TFD) 3ph, 50 HZ | 40
| Evapoator fan motor | 80
| Blades for evaporator fan | 30
| Blades for condensor fan | 40
| Thermostat | 40
| Litgh Low presses. Cut out | 60
| oil pressure Cut out | 60
| coutactor for compressor | 40
| Rellay type : E SSEX | 100
134 -20303-333
12F1-A60LRA
18A USPAT 286,765,4,724,977
| Expansion valve | 20
| Filter drier | 100
| Fuse | 120
| solenoid Valve | 20
02-04-00012 | EQUIPMENT: KEROCENE REFEREGERATOR
COMPANY NAME: SIBIR
QUANTITY: 300
Desecription
| Heater | 600
| Thermostat | 60
| Wick | 600
| Blue flame bumer | 100
02-04-00013 | EQUIPMENT: BODY STORE
MODEL: KONREI
COMPANY:
QUANTITY INSTALLED: 13
MARUBENI (A9-13)
| Thermostat | 20
| Fan motor 200V ,20W ,2 Phase | 100
| Electromagnatic coutactor | 100
| Over current relay for compresser | 100
| Intermal thermostat for compresser | 100
| Power source lamp(W) | 100
| Operation lamp (G) | 100
| Defrost lamp (O) | 100
| Timer limit relay | 100
| Solenid Valve | 20
| Pressur switch | 20
| Fan for | 20
| Drain pan heater | 20
02-04-00014 | EQUIPMENT: REFRIGENATOR
MODEL: SR-124M 3.6CU. FT
COMPANY: SANYO JAPAN
QUANTITY INSTALLED: 78
MARUBENI (B6-1)
| Thermostat -K-23 | 100
| Gasket assy's F | 20
| Gasket assy's R | 20
| Lock Guide | 20
| Cmpressor assy | 100
| PTC temistor | 20
| Power cord | 20
02-04-00015 | EQUIPMENT: REFRIGARATOR
MODEL: MBR-105D
COMPANY: SANYO JAPAN
QUANTITY INSTALLED: 36
MARUBENI (B6-2)
| Compressor | 40
| Condensing fan motor | 40
| Printed Circuit Board | 40
| Temp. controller proper | 20
| Senser Assy | 20
| Fluoresent lamp stabilizer | 40
| Push button Switch | 20
| Fanmotor FL2-021BM | 40
| Defrost thermo OTB-S109 | 40
| BL-Metal thermo 28 Coff | 40
| Flvorcent lamp (6W) | 40
| Fan motor FL2-011BM | 40
| Fan motor Vibration insolating rubber | 40
| Over Load Relay OE-T | 40
| Starting Relay SB-H | 100
| Dehydrator | 20
02-04-00016 | EQUIPMENT: COLD ROOM PHARMACY
MODEL: MCU-1000
COMPANY: SANYO JAPAN
QUANTITY INSTALLED: 13
MARUBENI (D6-2)
| Compressor Assy | 30
02-04-00017 | EQUIPMENT: REFRIGARATOR, LAB, BLOOD & DRUG
MODEL: CYLINDER
COMPANY: KATOMAN SEISAKUSHO
QUANTITY INSTALLED: 13
MARUBENI (D6-17)
| Battery Chargable | 20
| Compressor unit | 40
| Compressor | 40
| Fan motor for condenser | 40
| Fan motor for evaporatar | 40
| Dryer | 100
| Thormostate | 100
| Pilot lamp. | 20
02-04-00018 | EQUIPMENT: REFRIGARATOR/DEEP FREEZ
MODEL: CYLINDER
COMPANY: KATOMAN SEISAKUSHO
QUANTITY INSTALLED: 13
MARUBENI (D6-17)
| Compressor, 220V 830-1-5269 | 40
02-04-00019 | EQUIPMENT: CHILLERS
COMPANY NAME: TRADING & INVESTMENT
QUANTITY: 36
| Compressor-Carrier-Mod El No.06EF299610 400V-PM-3HZ-50R22 LRA345 | 8
| Compressor-Carrier-Mod El NO.06E6 299610 400V-PM-3HZ-50R22 LRA345 | 8
| Compressor-TRANE-Type L2E5G 89N 400V-PH-3HZ-50R22 138A | 10
| Compressor-Carrier-MogEl 06EJ 175660 400V-PH-3HZ-50 RLA-47 LRA200 | 8
| Compressor-YORK-MoEl 1S63H M65 380V-R22-PH-3 HZ-50 RLA 40g9 | 4
| Compressor-DunHam-Bush-Type 66AmogEl BE8HHC-400V-PH-3 HZ-50R22 | 4
| Compressor-Hitachi-SRM SCREW MogEl 4002SC 380V-PH-3 HZ-50R22 | 8
| Motor 4KW-380V 1430/min 50 HZ 8.9A | 10
| Motor HP-15 PH-3 HZ-50 RPH 1400V-380 | 12
| Motor 7.5KW-380V PH-3 HZ-50 8A RPH 1440 | 20
| Contactor 62A 600V | 20
| Contactor 50A 600V | 20
| Contactor 25A 400V | 30
| Timer Type 117 PB 200 220V RPH3 CY50 | 20
| Pilot Duty Realay-P283-1907 HN 61 KK 324 Coil volt-24V | 50
| Run Capaciter Type P291-0503 Volt 370V Maje in mexico,MFD-5 | 30
| Temperaure sensor + 5To + 45oC Type sen 2301 | 30
| Electronic thermostat Type-TEI 201 supply 200-240V 50 HZ-20 to +70oC | 60
| Contactor Type DIL 08-3I,MoELLER | 20
| Timer electric Type HK 25AZ-082 Carrier | 20
| Solenoid Valve-Type EVJD20 V-220,R22 50HZ | 20
| Solenoid Valve AS CO,TYPE HV 1981172 220V 6 WT.R22 | 60
| Contactor Type DIL,08-80 30A MOELLER | 60
| contactor Dil 00A-52 20A-MOELLER | 60
| Contactor Dil 00A-652 20A | 40
| Over Load – Type M625,6.3-10A 380V STOTV | 40
| Over Load – BENEDIKT JAGER 380V 10-14A | 40
| Over LOad - 13 ENEDIKT JAGER 350V 6 to 9A | 10
| Alpak – Induction MOtor BS-5000 PT 10 Sive D132M. No,EA 310-10162 7.5KW-3PH 50HZ. Made in UK | 10
| Motor Elin3 – Mot Nr. 3913863LKM-311 Mo4 F6B – 112M 380V - DVE M10/801 8-8A - 1432/min | 10
Motor Elin – RoBAX 3 - Mot Nr. 3916586 - LKM-413 Mo 4 F6B 7.5KW. 132 Ml 380V 16.5A,1450/min
02-04-00020 | EQUIPMENT: CHILLER
COMPANY NAME: Copeland
| Compressor complete 60 Ton | 8
02-04-00021 | EQUIBMENT: CENTRIFUGAL CHILLER, RECIPROCATING CHILLER
MODEL: ECVGA 034 A10, LCGE 213E A-Example serial No:- E56589 , E66473
ORDER: 12L25A, 06B240
COMPANY NAME: TRANE
QUANTITY INSTALLED: 33 CENTRIFUGOD
66 RECIPROCATING
| Electrical motor Complete tofit burned motor | 4
| shaft and Impeller overhalling Kit (Kit Content to be specified by part no) | 4
| Bearing overhalling Kit (Content to be specified by part no) | 66
| Heater Thermostat | 60
| O-ring oil tank head | 60
| Chilled water temp senser (RTI) | 60
| Demand switch (ESW) | 60
| Flow switch (Fs12) | 60
| Main fuse (500A , 500VAC) jecamec (set) starting Pannel | 40
| Vane actuator motor 24V | 10
| Resistance in starting Pannel | 120
| Overload oil (Red) (50.cc Bottle) | 40
| Manual Disconnecting switch type; 60 jacomec 800A 500 VAC | 10
| Oil pump and motor | 24
| Control module | 66
| Safety valve 3/4 350 PSI-25 bar for LCGE213 | 10
| Sight glass oil tank for centrifugal | 40
| Valve solenoid 220V for centrifugal SV1, SV2 | 40
| Charging valve | 60
| Star contactor (Telemecaniq) | 40
| Delta contactor (telemecaniq) | 40
| Line contactor (Telemecaniq) | 40
| Oil caella D (68) | 18000
| Set tools for repairing | 30
| Pump out unit for refrigernat | 4
| Timer TR1 for start RP for comp | 40
| Timer TR2 for stant oil pump | 20
| Oil pump compressor E | 10
| Oil filter | 240
| Complete compressor + Motor for CVGA 034 | 4
02-04-00022 | EQUIBMENT: HERMATIC CENTRIFUGAL LIQUID CHILLER
COMPANY: CARRIER
MODEL: 19DH
MACHINE MODEL No: 19DH 76 95 CP 60 33E
COMPRESSOR MODEL No. 19DH 31 95CP
OIL PUMP MODEL NO. 19 DG 211 - 764
QUANTITY INSTALLED: 3 CHILLERS
SITE: SADDAM CENTERAL HOSPITAL FOR CHILDREN IN BAGHDAD
19DH 31 THRUST BEARING & SHAFT
DESCRIPTION
| Shaft | 6
| Retaining ring | 6
| Bearing & pin package | 6
| Lock washer | 48
| Pan head screw | 48
| Seal ring& pin | 6
| Retainer | 6
| Spacer ring | 6
| Thrust shoe package | 6
| Leveling pad | 72
| Adjusting pad package | 6
| Slinger | 16
| Thermostat | 6
| Labyrinth | 6
02-04-00023 | COMPRESSOR ASSEMBLY
| “O” ring | 12
| Coupling “N” band | 12
| Spray header | 6
| Demistor | 6
| Demistor gasket | 6
| Coupling “V” band | 6
| “O” ring | 6
| Bearing Assembly | 6
| Locknut | 6
| “O” ring | 12
| Coupling “V” band | 6
| “O” ring | 6
| Labyrinth | 6
| Impeller spacer | 6
| Impeller shim | 6
| Set screw | 12
| Shaft Cap | 6
| Lockwasher | 6
| Locking pin | 18
| Impeller key | 18
| Static seal | 36
| Temperature gauge | 12
| Sight glass | 6
| Sight glass cover | 6
| Sight glass gasket | 12
| Oil heater | 6
| Oil heater thermostat | 6
| Pilot light | 6
| “O” ring | 6
| Thermostat terminal | 6
| Pressure gauge | 6
| Gear pack | 6
| Labyrinth | 6
| Sight glass | 6
| Rear bearing | 6
| “O” ring | 6
| Bearing assembly | 6
02-04-00024 | PURGE ASSEMBLY
| Pump & Motor | 6
| Valve solenoid | 6
| Gauge, pressure | 6
| Purge operating switch | 6
| Solenoid switch | 6
| Mode selection switch | 6
| Purge safety switch | 6
| purge condenser assembly | 6
| “O” Ring | 6
| Coupling “V” band | 6
| Gland | 12
| Gasket (outer) | 12
| Sight Glass | 12
| Gasket (Inner) | 12
| Valve | 6
| Ring gasket | 6
| Ball,Float | 6
| Arm ,Float | 6
02-04-00025 | UNISHELL&INTERCONNECONNECTION PIPING
| Globe Valve | 6
| Condenser W/B gasket | 12
| Gasket, poppet valve chamber | 6
| Valve ,poppet | 6
| shim,poppet valve | 6
| Screen ,motor cooling supply | 6
| Cooler W/B gaket | 12
| Rupture disc& gasket | 6
| Division plate gasket | 21
| Screen | 6
02-04-00026 | LUBRICATIOMYN SYSTEM
| OIL PUMP MODEL NO. 19 DG 211 - 764 | 0
| “O” ring | 6
| Mangetic plug | 6
| “O” ring | 6
| Filter cartridge | 6
| Cooling coil | 6
| Spring | 6
| Gasket | 6
| Pump &motor Pkg | 6
| Gasket | 12
| Washer | 12
| Angle valve | 6
| Valve pistan | 6
| Sping | 6
| Spring retainer | 6
| “O” ring | 6
| Terminal arrangement | 6
02-04-00027 | CONTROL PANEL
| Relay module asembly | 6
| Relays | 30
| Proyran Timer | 6
| Fuse holder | 6
| Amplifier module assembly | 12
| Light indicating | 12
| Switch, low oil pressure | 6
| Switch, vane close oil pressure | 6
| Switch, high conderser cut- out | 6
| Pressure gauge cooler & conderser | 12
| Pressure gauge, oil discharge | 6
| Switch, push button | 12
| Swich, push button | 6
| Light, indicating | 24
| Lock& Key | 6
02-04-00028 | GUIDE VANE AND BLADE RING
| Blade ring assembly | 6
| Drive pulley | 6
| Cable | 6
| Bushing | 54
| Pin package | 6
| Idlen pulley | 48
| Blade pulley | 54
| Shaft | 6
| Bushing | 108
| Pre-whirl blade | 6
| Shaft seal block | 6
| “O” ring | 6
| “O” ring | 6
| Oiler | 6
| Thrust washer | 6
| “O” ring | 6
| “O” ring | 6
| Flanged bearing | 6
| Thrust washer | 6
| Retaining ring | 6
| Oil seal | 6
| Motor actuator | 6
| Linkage connector | 12
| Crank arm | 6
| Crank arm | 6
| Temperature switch Aassembly | 6
| Oil pump starter | 6
| Heater Elements | 18
| Discharge Gasket | 6
| Gasket, access cover | 6
| Strainer | 6
| Gasket, 3” , Oil return | 6
| Refrigerant filter assembly | 6
| Refrigerant filter cartridge | 6
02-04-00029 | EQUIBMENT: CONTACTORS | 12
MODEL: 19DH 76 95CP 6033E
COMPANY NAME: CYUTLER HAMMER
PART PUB: CIPYOJ-1
- CONTACT KIT: 6-28 -2
- MAX. 3 PH. RATINGS
540 Amps (200V 150HP- 230V 200HP- 460/575V 400HP)
02-04-00030 | EQUIBMENT: COOLING TOWERS
MODEL: BPC 126,
COMPANY NAME: WESPER
QUANTITY: 3 COOLING TOWERS
SITE: SADDAM CENTRAL TEACHING HOSPITAL FOR CHILDREN
| Spray nozzle | 264
| Centrifugal fans | 12
| Motor puylleys | 18
| Fan pulleys | 18
| Set of drive belts | 18
| Set of PVC Fills | 6
| Set of fan bearigns | 6
| Distribution pipes | 16
| Motor 9 KW | 18
02-04-00031 | EQUIBMENT: FAN COIL UNIT
COMPANY NAME: WESPER
COURCOURONNES B.P, 226, 91007 EVRY EEDEX
QUANTITY INSTALLED: 60
SITE: SADDAM CENTRAL TEACHING HOSPITAL FOR CHILDREN
| Motor 220-240V, 20W, 0.35A , 3 speeds Sisme-Model No: K48410 Moo514 Olgiate comasco Itala | 120
| Motor 220-240V, 45W, 0.74A , 3 speeds Sisme-Model No: K48410 Moo514 Olgiate comasco Itala | 120
| Ca[acotpr 1.5MF , 400 V AC | 120
| Capacitor 2MF , 400V AC | 120
| Control valve three way control valve complete control boxes | 120
| Selector seitch 3 speeds, selector seitch 220V, 2 Amp. | 120
02-04-00032 | EQUIPMENT: COOLING GASES
| Lithium bromide (Treated) bott of 100 liter | 70000
| Octane alcohol bott of 4 liter | 2000
| Refrigeration gas (Feron 12) Bott of 10 kg | 60
| Refrigeration gas (Feron 11) Bott of 60 kg | 10
| Refrigeration gas (Feron 22) Bott of 13.5 kg | 20
| Refrigeration gas (Feron 13) Bott of 13.5 kg | 400
| Refrigeration gas (Feron 502) Bott of 13.5 kg | 10
| Refrigeration gas (Feron 503) Bott of 13.5 kg | 1000
02-04-00033 | EQUIPMENT: WATER SOFTENER
MODEL: 139 -274 S. No. 635011
COMPANY NAME: ACUARI
QUANTITY INSTALLED: 10
| Programer Tyczka (U.S.A), WASSE RTEC HNIK | 10
| Solenoid valve 12V 50-60HZ 858-218-3 F.3.48 | 20
| Repair Kit for By automatic pass value assembly | 20
02-04-00034 | EQUIPMENT: WATER SOFTENER
MODEL: 3/4 I.P.S Series 600
COMPANY NAME: SOLOMATIC VALVES
QUANTITY INSTALLED: 10
| Controller Model S.144-C | 10
| Solomatic valve ¾ series 600 | 10
| Repir kits for solmatic valve series series 600 | 20
| Predetermineator- water meter model CPM – AT | 10
Part No. 1675
| Diptragm valve series 426 | 10
| Repair kits for diphragm valve | 20
| Solenoid valve tipo 22C-4 | 10
Paso :4 Bdr : 10 Volt 220/50
| Brine valve | 10
| Flow senser meter 50m 3/H 30m3/4 | 10
| Cleck valve | 10
| Filter housing (Glass cover for filter) | 10
| Relay series MR-C C3-A30 | 10
| Relay Mod CR 220V 50HZ Relux | 10
02-04-00035 | EQUIBMENT: INTERCOM SYSTEM
COMPANY NAME: PHILIPS
QUANTITY INSTALLED: 11 SYSTEM
| Mother board M1004 P.CB | 44
| Section board | 66
| Power supply LBB 7997/75 | 44
| Rom Integrated circuit A66x6-11 | 44
| Ram Integrated circuit 10809EC | 44
| Cpu Intergated circuit 12806EA | 44
| GPI/O Intergated circuit 10696EB | 44
| Clock pulse genrator | 44
| Cable tester | 22
02-04-00036 | EQUIBMENT: PAGING SYSTEM
COMPANY NAME: PHILIPS
QUANTITY INSTALLED: 5 SYSTEM
| Elite-desk complet LBB 5900/10 REM WK518 | 10
| Digital paging reciever LBB 5828/25 REM 535-0401 | 200
| Rechargable Battery for reciever 1.2V 1150 MA | 1000
| Housing complate LBB 5922/25 REM WK537 | 10
Notes All integrated circuits must be programmed
02-04-00037 | EQUIBMENT: BURNER FOR THE BOILER
MODEL: A.Ruciatori Guenod PCS GAS PCS 185 GR 150 D.25
Date of manufacturer: -1982 Part No.: - 168 M12. 125
Gas pressure: -150 M bar
Power input: - 4KW V=3*380 -50HZ Programmer: -LEL. 1.622 Cell=QRE1
V/REF MI/CM/CM 3421
N/PC /MCM/82.9.1107
B. PCS 185 glass C or G 207 N 168N 1278 PEREGLE POUR GP PCI 21.8 KWH/MN
PUISSANEE - CALORIFIQUE ADTUSTABLE ENTER‚ 1160 ET 1500KW
Motor 3KW 220, 50 HZ
GAS pressure: - 150 Mbar
COMPANY NAME: RECTANGULAR CUENOD
QUANTITY INSTALLED: 33
Sheet Cone
As bostic flange
Inoisation – electrode
Deflector
Ignition - electrode
Washer
Ball- bearing
Grating air -aspiration
Half-Shaft air aspiration SME-Sided
Half-Shaft air aspiration
Pressure control gear
Trans Former
high-Voltage cable
Ionoisation cable
Switch centrifuge
Coupling switch sided
Connection - Coupling
Inter mediate coupling
Coupling nave
Coupling - Fan sided
Motor 3 phase mono – chamfer
SME
Half asbestic - Flange
Ignition detector
Fuse
Relay
Relay security over-heating
Electric magn. Value little stage.
Bobbin/ valve little stage.
Electric magn. Valve big stage.
Bobbin/valve big stage.
Security electric magn. Valve
Bobbin/security electric mag. valve
Filter
Photocll
Burner complete
Programmer complete LFL, 1.622
02-04-00038 | EQUIPMENT: BODY‚FOR‚THE BOILER
MODEL: AR - TN - 1000 - 1983 CAPACITY: 1109 800 KCal /hr
COMPANY NAME: BIASI
QUANTITY INSTALLED: 15
| Main inside fire plate tube | 10
| Fire tube cut diameter 5cm length 255.5 in diameter 4.5cm | 1800
| Door gasket asbestose rope 1/2 square | 100
| Maximum thermostat | 10
| Regulating thermostat | 10
| Sight glass complete | 10
| Safety Valve VYC P.N 25 | 10
| Level Switch Floatless switch Type: 6/F -GP-N2 Volt-220AC Second volt- 8 volt 1985 | 10
02-04-00039 | EQUIBMENT: STEAM BOILER
MODEL:
COMPANY NAME: GUSTAR OSPELT HOVAL WERK AG
QUANTITY INSTALLED: 6
| Feed water Pumpe With Motor | 16
| Gestra non-return Valve Dn40 | 16
| Water Lerel Cantrol M deunel | 12
| Electrode For 2nd Safety | 16
| Safety Valve Dn32 | 16
| Dirt Trap Dn40 | 12
| Regulating Pressostat Dn40 | 12
| Sefety Pressostat L 4079 | 12
| Pressure Gauge 0-16 Bar | 12
| Level Gauge 1/2 Complete | 12
| Solenoid Valve For Heat Exchanger | 16
| Steam Trap 1" | 16
| Steam Trap 1" DN25 | 16
| Closing Valve DN50 | 16
| Steam Trape 1" | 16
| Steam Trape DN50 | 16
| Cotuctor For Feed Pump | 20
| Contuctor for burner pump | 20
| Themo relay | 20
| Key swicth | 10
| Auxiliary relay | 20
| Melting plug 10 A | 20
| Melting plug 20 A | 20
| Safety element 25 A | 20
| Safety element 40 A | 20
| Control switch | 20
| Idontical with item 30 | 20
| Drain valve NW 40 , PN 16 | 20
| Burner HL 4-400-D-2R | 4
| Transformer 10.000V-30 MA | 20
| Oil Hoses 1" | 20
| Contecter | 12
| Thermo - Relay | 12
| Burner - Pump | 28
| Oprating relay | 12
| Oil nozzle 200 kg,45 | 28
| Oil nozzle 200 kg,60 | 28
| Clutch shaft | 16
| Replacement kit for noesma consisting of : | 12
| Satronie control | 2
| Satronie base | 2
| Photo cell | 2
| Photo cell holder | 2
| Electrical wiring sketch | 2
| Servo motor | 12
| photo cell | 12
| Oil valver luzifer | 12
| Hydeaulic controls | 10
| Inyition cables with plugs | 24
| Ingition electroder rods | 24
| Solenoid valves | 30
| Switch valve comlete | 20
| Elctrode relaye | 20
| Het exonaner tube compt with gasket AMD nuts Caaaaapacity.450 000 kcalh. | 12
| Heat exchanger compl but with out armatures capacity:1100 000 kcalh | 12
| Set - of tures for horal steam boiler AS suppcled tinder HS/195/5/80 | 12
02-04-00040 | EQUIBMENT: STEAM BOILER
MODEL: THP.U650E
COMPANY NAME: GUSTAR OSPELT HOVAL WERK AG
QUANTITY INSTALLED: 4
| Feed water pump | 20
| Main steam valve | 10
| Level control by electrode | 20
| Pressure control | 12
| Control panel inc 1 prewiring | 20
| Insulation with ulu-cover | 10
| Safety valve | 20
| Automatic blow down control | 10
| Float valve | 10
| Level control | 20
| Drain valve | 20
| Thermometer | 10
| Preheating system complete | 10
| booster pump plant 0.5 to 3.5 bar | 10
| Active carbon filter type AKH 300 | 10
| Softener type servomutic KS-W 200 | 12
| Text kit | 8
| Chem.Dosing plant servo-dos H/O | 12
| Dosing Chemicals servo-phos S.6 50 kg | 12
| Feed water pump | 20
| Safty valve | 12
| Non return valve | 20
| Level indicator complete | 12
| Level indicator sight glass | 12
| Water shortage safety | 12
| Electrodo wit amplifier | 20
| Manostat | 16
| Pressure gauge | 16
| Igintion transfor mer | 16
| Contactor | 20
| Oil hosese | 20
| Thermo relay | 20
| Oil pump | 20
| Timer | 16
| Nozzles | 20
| Baffle plate | 16
| Sight glass complete | 16
| Control relay | 16
| Magntic valve | 20
| Igition cable with plug | 20
| Flame senor | 16
| Air flap motor | 8
| Hydraulic regulator | 12
| Control valve | 8
| O - Rings | 16
| Time clock with fittings | 8
| Control valve | 8
| Piston discharge side | 8
| Injector with o - ring | 8
| Brine valve | 8
| Impulse counter | 8
02-04-00041 | EQUIBMENT: STEAM BOILER
MODEL: HTO 60
COMPANY NAME: ELECTROLUX WAS CATOR
QUANTITY INSTALLED: 90
| Oil burnner L3 Z-A | 24
| Shaft wheel | 20
| Oil pump j4 | 24
| Flams carrier com | 20
| Ignitian transfar | 48
| Ignitian electrod | 38
| Cables | 30
| Flame guaro QRBI | 30
| Photo electric | 48
| Solenoid valve | 48
| Flexibles hoses | 40
| L 1000 MM cannectian 8 | 20
| Cautrol box erab | 40
| Electrodes ent 120 | 40
| Electrodes cover | 40
| Starting valve | 20
| Feed water pump CP2-140k | 50
| Oil pump vikina F4 | 30
| Oil pump sunostran boast 380/50/3 | 30
| Level indictor mobey 501/F05 | 30
| Level indictor mobey 501/F83 | 20
| Fire pipe set | 30
| Glass with gasket LZ 10mm diam 12mm | 200
| Check valve-connection 20 page 2694 | 100
02-04-00042 | EQUIBMENT : INCINERATOR
MODEL: E-75 ORDER NO.:- BO-2178
COMPANY NAME: SAUNER DUVAL
| Transformer | 10
| Elecrtomagnetic valve | 20
| Motor | 10
| Proagramer | 30
| Electrode | 30
| Inozation electrede | 30
| Ventilator | 10
| Condensator | 30
| Airpressure switch | 20
| Repair kit for Gasregulator | 20
| Combustion burner lgnition switch | 30
| Filter cartridge | 20
| Temperature controller | 10
| General Ventalator Protection | 30
| General Ventalator Contactor | 30
| Main Power switch | 10
| Micro Switch ZCK-M102 for the door XCIC-M380V, 10CUSA Telemecanique | 10
| Indicater lamp 220V 3 W | 200
| Burner complete | 2
| High tension wire | 10
02-04-00043 | EQUIBMENT: PYROLYTIC INCINERATION SYSTEM
MODEL: VO 180
COMPANY NAME: GUSTAR OSPELT HOVAL WERK AG
QUANTITY INSTALLED: 60
| HY Clraulic aygregate | 10
| Pipe | 8
| Pipe union | 8
| Straight union connect | 0
| Angle pivot | 8
| Pipe nipple | 8
| Tecaian hose Nd 10 | 8
| Tecaian hose ND 10 | 12
Adjustable angle conn
| T-Coupling | 12
| Straight pipe union | 16
| Angie union connection | 18
| Collar | 20
| Straight | 16
| Angle coupling | 16
| Flange | 12
| Piston | 8
| Cylinder carriage | 8
| Micro switch | 20
| Axis | 10
| HY draulic gear pump | 10
| Coupling | 20
| Electric motor | 20
| 2.2 KW Type B5 .220/380 V | 0
| Return filter | 20
| El.Solenold Valve | 20
| Valve base with pressure regulator | 20
| Clycerine manometer | 12
| Manometer stop valve | 16
| Non return valve | 24
| Fecding start | 20
| Fecding piston back | 20
| Fecding piston ahead | 20
| Lock gate up | 10
| Lock gate down | 10
| Cover open | 10
| Cover closed | 10
| Mushroom butt Emerg-off | 10
| Key switch | 30
| Signal lamp release | 20
| Replacement lamp | 20
| Relay hydraulic pump | 40
| Motor protection | 30
| Pug-in auxiliary relay | 40
| Do | 40
| Do | 40
| Do | 40
| Relay base | 40
| Program cylinder feeder | 10
| Mechanical time | 10
| Half - wave rectifier | 10
| Feeding Start | 10
| Feeding Pist back | 10
| Main Control panel | 30
| Silicone wire | 10
| Silicane wire | 10
| Silicane wire | 10
| Silicane wire | 10
| Silicane wire | 10
| Doudle shield cable | 20
| Doudle shield cable | 20
| Doudle shield cable | 30
| Doudle shield cable | 30
| Doudle shield cable | 30
| Lgnition cable | 40
| Lgnition cable | 40
| Shielding cable | 30
| Oil pipe | 60
| Oil pipe | 80
| Coupling blustik for oil pump | 200
| Electrode | 200
02-04-00044 | EQUIBMENT: PYROLYTIC INCINERATION SYSTEM
MODEL: VO 100
COMPANY NAME: GUSTAR OSPELT HOVAL WERK AG
QUANTITY INSTALLED: 40
Burner rack complete
Diffuser
Electric part
Pipe clamp
Nipple
Flexible metal tube
Flexible metal tube
Hexagon screw
Hexagon screw
Hexagon screw
Hexagon nut
Hose coupling
Hose coupling
Door locking device
Door locking magnet
Box spanner
Micro switch
Oil burner
Oil filter
Air vent
Pipe
Pipe
Supporting collar
Return valve
Steel armoured pipe
Steel armoured pipe
Steel armoured pipe
Steel armoured bead
Metal protecation hose
Metal protecation hose
Metal protecation hose
Metal protecation hose
Metal protecation hose
Metal protecation hose
Silicone wire
Silkon wire
Silicone wire
Shielding cable
Lgnition cable
Lgnition cable
Double shield cable
Double shield cable
Double shield cable
Double shield cable
Oil pipe
Oil pipe
Junction box
AGRO universa- lnipple
Coble union conncetion
Univ-Cable conncetion
Plug-In coupling sleeve
Terminal strip
AMP Faston plug
Cantrol panel completes with fan box and fan with motor and door complet.
Fan with motor
Main switch cutout
Pilot burner cut out sw
AUX. burner cut out sw
Primary fan cut out sw
Over load prot-prim-fan
Motor protection
Signal lamp with cap
Repl.lamp/el.bulb lamp
Plug-in au xillary relay
Do
Do
Do
Do
Do
Do
Do
Do
Do
Mechanical time relay
Mechanical time relay
Mechanical time relay
Disconnection with trouble
Indition
Yisible type fuse
Limit switch
Pyrolytic chamder
Transformer
Bridge recti fier
Relay base
Half-wave rectifier
Electrolytic condenser
Electrolytic condenser
Resistor
Resistor
Cable fastener
Burner head
Flame monitor
Flame monitor QRB3
NOZZEL bar
Lgnit.Cable compl plug
Insulating pocket
Plug-in pocket
Levelled plug
Lgnition cable
Electrod holder
NOZZEL‚30 Mcal/h
NOZZEL‚60 Mcal/h
Lgnition transformer
Auxiliary relay
Oil firing control LA12
Oil Pressure Pump
Oil hose
Solenoid 220V 50 valve
Electric 220V 50 motor
Air regulation nob
Sack refractory "Cement A50 5kg" (A. P. GREEN REFRACTORIES )
Honey well MINIPAK R 7380 A
Gaug of oil tank
02-04-00045 | EQUIBMENT: FORKLIFT
MODEL: FAER 5.1
COMPANY NAME: LANSING LIMTED.
QUANTITY INSTALLED: 7
| Bord – printed ciercut | 10
| Bord – printed ciercut | 10
| Tyre | 40
| Tyre | 40
| Battery | 40
| Telescopic forks motor and gear box | 10
| Armature | 20
| Complete year box | 20
| Motor assembly | 10
| Gear box complete for turret head | 20
| Armature traction motor | 10
| Safety control umt | 20
| Contactor assembly | 10
Bond printed circuit
| Micro switch | 200
| Micro switch | 100
02-04-00046 | EQUIBMENT: FORKLIFT
COMPANY NAME: SUMITOMO YEAL COMPANY
QUANTITY INSTALLED: 4
| Holder | 20
| Ingection Pump | 4
| Fall filter assy. | 6
| Watter pump complete | 6
| FAN | 6
| Radiator | 4
| Startor motor | 6
| Alternator assy | 6
| Hydorlic pump complete | 4
| Joint | 16
| Yoke | 8
| Yoke | 6
| Wheel cylinder | 12
| Tie rod end | 12
| Tie rod end | 12
02-04-00047 | EQUIBMENT: FORKLIFT
COMPANY NAME LANSING LIMITED
QUANTITY INSTALLED: 3
| Full pump complete | 12
| Injection pump complete | 12
| Nozzel lnjeetion pump complete | 36
02-04-00048 | EQUIBMENT: OPERATING TABLE
MODEL: 1005X
COMPANY NAME: MIDICORE
QUANTITY INSTALLED: 80
| Piston ring mounted | 100
| Uniform hydrolie | 40
02-04-00049 | EQUIBMENT: OPERATING TABLE
MODEL: M-TYPE
COMPANY NAME: MIZUHO IKAKOGYO‚CO.LTD
QUANTITY INSTALLED: 100
| Rely box complyt elect/circut | 12
02-04-00050 | EQUIBMENT: WASHER EXTRACTOR
COMPANY NAME: ELECTROLUX WASCATOR AB
QUANTITY INSTALLED: 90
Description
| Circuit breaker co repl. | 10
| Drain valve | 40
| Repair Kit | 10
| Heating Element | 120
| Level control | 20
| Level control | 10
| Lock Handle | 20
| Microswitch type | 20
| Door Gasket | 20
| Switch 2-Pole 1-W | 30
| Switch 1-Pole 2-W | 30
| Ren. Kit P-Bottonp | 10
| Repair Kit Bearing | 10
| Casket | 10
| Motor | 20
| Repair Kit | 10
| Contactor | 40
| Auxilliary Contact | 40
| Auxilliary Contact | 20
| Contactor | 20
| Contactor | 20
| Timer SK5438 220V | 40
| Delay unit 220V | 40
| Buzzer No279 W220 | 10
| Valve | 10
| Valve Body | 10
| Motor with gear | 20
| Diaphragm | 30
| Motor with gear | 20
| Microwswitch | 20
| Programme card 47 | 40
| Programme card | 40
02-04-00051 | EQUIBMENT: DRYING TUMBLER
MODEL: TT900S
COMPANY NAME: ELECTROLUX WASCATOR AB
QUANTITY INSTALLED: 40
Description
| Microswitch | 20
| V-Belt | 40
| Actuator Spring | 18
| Filter | 20
| Relay TU6947 | 10
| Thermostat | 20
| Thermostat | 10
| Timer | 20
| Bearing and Collar | 50
| Pulley | 4
| Pulley | 8
| Idler Bracket | 6
| Motor TT900 | 20
| Felt Seal | 10
| Relay 220V 50/60 | 6
| Transformer | 4
02-04-00052 | EQUIBMENT: DRYING TUMBLER
MODEL: TT1100S
COMPANY NAME: ELECTROLUX WASCATOR AB
QUANTITY INSTALLED: 32
Description
| V-Belt | 20
| Filter | 20
| V-Belt | 30
| Contact | 10
| Contact | 10
| Timer | 10
02-04-00053 | EQUIBMENT: HYDRO EXTRACTOR
MODEL: C30-C18
COMPANY NAME: ELECTROLUX WASCATOR AB
QUANTITY INSTALLED: 120
Description
| Rubber Cushion | 20
| Plexiglass Lid | 20
| Solenoid | 60
| Microswitch | 60
| Delay Mechanism | 30
| Rectifier | 14
02-04-00054 | EQUIBMENT: DRYING TUMBLER
MODEL: TT754
COMPANY NAME: ELECTROLUX WASCATOR AB
QUANTITY INSTALLED: 65
| Contactor | 50
| Auxilliary contact | 50
| Auxilliary contact | 50
| Contactor | 50
| Thermostat | 40
| V-Belt | 40
| Stretcher | 10
| Element | 100
| Overheat protection | 40
| Timer | 40
| Motor | 40
| Carrier with shaft | 10
02-04-00055 | EQUIBMENT: IRON
MODEL: VMS500
COMPANY NAME: ELECTROLUX WASCATOR AB
QUANTITY INSTALLED: 50
Description
| Motor | 20
02-04-00056 | EQUIBMENT: IRON
MODEL: NBORG 300/2000S
COMPANY NAME: ELECTROLUX WASCATOR AB
QUANTITY INSTALLED: 44
Description
| Motorcoupling | 16
| Thermostat | 20
| Contactor | 20
| Motor | 16
02-04-00057 | EQUIBMENT: IRON
MODEL: CORDES 965
COMPANY NAME: ELECTROLUX WASCATOR AB
QUANTITY INSTALLED: 40
Description
| V-belt | 20
| V-belt | 20
| Fan Motor | 20
| Thermostat | 20
| Thermostat | 10
| Thermostat | 10
| Thermostat | 10
| Swithch | 20
| Overload protection | 10
| Relay | 10
| Fan House | 4
| Fan Wheel | 6
| Fan Wheel | 4
| Pulley | 24
| Worm Shaft | 4
| Pulley | 10
| Drive Motor | 4
| Switch | 8
02-04-00058 | EQUIBMENT: DRYING, TUMBLER, UNI, WASH
MODEL: 100 IBS (tender 8L5L80)
COMPANY NAME: UNIWASH
QUANTITY INSTALLED: 60
| Timer 124-005 | 20
| Push buttom switch 122.103 | 30
| Rocker on-off switch 122.403 | 30
| Manual reset (thermostate) 130.301 | 20
| Thermostate 130.200 | 20
| Filter | 40
| Fan motor | 20
| Drive motor | 20
| Steam coil (hot steam heating unit) | 70
| Trans former | 20
| V-Belt | 20
| REV contact | 30
| Fan contact | 30
| Steam valve | 30
| Motor | 30
02-04-00059 | EQUIBMENT: GENERATING SETS
COMPANY NAME: HITZINGER
QUANTITY INSTALLED: 172
Description/Part No.
| cct Breaker type 500 G400 | 40
| cct Breaker 160 A C250 G160 | 40
| Coil 220 V for contector of 250 KVA Gen | 40
| Contactor FK43 M22 | 50
| Coil for 100KVA contactor | 50
| Lamp type 2B2 130V+ZB2 | 160
| Contactor CN1-HC 133M 220V | 40
| Bulb 130V OL1-CE 130 | 160
| Push Button ZB2-BA2t | 20
| Voltage regulator T32 | 40
| Charging coil | 40
| Transformer LG 12V/5 | 20
| Starter motor for 250KVA | 20
| Operating solenoid 24V | 50
| Temperature sender | 20
| Oil pressure switch | 40
| Electronic unit type E-12/24 | 120
| Dynamo 24V for 250KVA | 40
| NH-fuse breaker base 1 1st.4-NA w/o cover | 40
| NH-fuse breaker base 1 2st.4-NA w/o cover | 40
| Power fuse cover | 20
| Terminal box ML2 DIN 46260 | 20
| Contactor LC1-220V FK23M22 | 60
| Over voltage relay SWV1 | 20
| Relay 12V | 20
| Voltage meter selector switch type F-10A008-622EG | 20
| Terminal box KL 17/14 14 pole | 10
| Bypass selector switch L100 | 20
| Switch type B17 A200E | 20
| Contactor CA-150 | 50
| Charging device LG 24/5 | 40
| Charging device LG 12/5 | 20
| Ferquency meter 1014/05(47-53)HZ | 20
| Voltmeter 1014/10027(500) | 20
| Dynamo 12V for perkins Eng. | 10
| Operating solenoid 12V | 20
| Coil CA-1-150,380V | 40
| Bulb 130V | 100
| Contactor CA1-60-380 | 20
| Print part for charging LG 24/5 | 60
| Print part for charging LG 12/5 | 30
| Relay type CS1A 220V | 40
| Relay type CSIS, 89592,12V | 40
| Relay S2/24V | 40
| Lock NS 0342 311-004 | 30
| NH Power fuse holder OOSTSE1 | 40
| Voltmeter 1014/00220(0-40) | 20
| Zener diode ZX22 | 40
| Diode IN4148 | 40
| Relays AZ692-8-2M | 30
| Cct Breaker C250 3P SDF BAu | 10
| Lock NS 0342311-004 | 30
| Frequency supervision FE17B No.2571.1.5 | 20
| Current contactor LC FG 43M22-220V 50HZ | 20
| Current contactor LC FG 43M22 with auxiliary contactor block ZC1-GPA and thermorelay LR1 F160 100-160 | 20
| Markoni automatic voltage regulator fPr Marko gen. set 250KVA | 10
| Electronic (speed control) Barbar-Coleman for Cummins engine | 10
| Gasket Cylinder head 550212FC001 | 80
| Repair kit outer turbocharger 550095 | 12
| Repair kit inner turbocharger 550094 | 12
| Main bearing Shell 302700 | 128
| Main bearing Shell 302701 | 128
| Cylinder liner 29509 | 64
| Gasket oil pan 550039 | 30
| General overhaul set GAS 550188 | 40
| Seal ring 338643 | 40
| Seal ring 231938 | 40
| Sealing compound 584010 | 40
| Piston ring set 550171 | 160
| Piston Assembly 328589 | 160
| Bearing shell 279113 | 146
| Push rod 265476 | 64
| Tappet valve 550206 | 64
| Nozzle 303739 | 160
| Oil pressure transmitter 312398 | 20
| Cylinder head 289622 | 24
| Oil pump 263161 | 20
| Oil cooler 341475 | 10
| Connecting rod 319329 | 16
| WATER PUMP 320592 | 20
| Bearing housing 306524 | 48
| Injection pump 310685 | 8
| Feed pump 319792 | 20
| Nozzel holder 325708 | 16
| Alternator 335795 | 16
| Repair kit water pump U7LW009 | 10
| Set gasket 68020 | 10
| Thermostat 2485638 | 20
| Ring set PN 86785 | 20
| Coil 196086 | 20
| Air cleaner AF263 | 20
| Gasket set 3801096 | 16
| Filter water WF2055 | 20
| Gasket set 38001406 (upper) | 10
| Gasket set 3017564 (lower) | 10
| Fuel feed pump 243083-3 | 20
| Starter pin 244361-2 | 8
| Oil pump 466 530-3 | 16
| Cylinder head 466 549-3 | 16
| Starter motor 465604-7 | 20
| Stop solenoid 881332-6 | 20
| Guide intake valve 300957-8 | 160
| Guide exhaust valve 300958-6 | 160
| Intake valve 324675-8 | 152
| Exhaust valve 232018-2 | 152
| Valve steam cap 246638-1 | 32
| Rocker arm inlet 263935-9 (307357) | 40
| Rocker arm exh.307359.0 (263772-6) | 40
| Bearing bracket inlet 170064-8 (384433) | 32
| Bearing bracket exhaust 170065-7 (384434) | 32
| Gasket set cylinder head 550214, 551469 | 72
| Sealing ring center 323641-1 | 80
| Nozzel 252840 | 140
| Gasket 170702-5,371496 | 40
| Gasket 170700-5,371505 | 44
| Piston 328589-7 | 48
| Connecting rod bearing 279112-7 | 72
| Crank shaft 345970,33747-1,305730-4 | 2
| Crank shaft key andgear key 353893 (358462) | 8
| Valve tappet, 131105-9, 1103422 | 44
| Oil pump gear 263161-2 | 10
| Water pump 370625 | 16
| Injection 310691-1 | 8
| General overhaul kit 550188-7/551551470 | 30
| Hand pump 393620 | 20
| Big-End gearing kit 270115-9 | 48
| Big-End gearing kit 270116-7 | 64
| Big-End gearing kit 270117-5 | 56
| Big-End gearing kit 270118-3 | 48
| Big-End gearing kit 270119-1 | 42
| Big-End gearing kit 270434-1 | 44
| Big-End gearing kit 270435-1 | 44
| Big-End gearing kit 270436-9 | 44
| Big-End gearing kit 276755-6 | 32
| Big-End gearing kit 276756-4 | 32
| Big-End gearing kit 276757-2 | 32
| Water pump 466833 | 16
| Fual injector 466891-1/1544090-2 | 10
| Fan belt 814195 | 40
| Cylinder head gasket (135978) BM-9802 | 32
| Cct breaker for 1000KVA Klocknar LH 1250A (3765265) | 8
| Cct breaker for 575KVA Klocknar LH 1000A (3765570) | 8
| Electronic compact unit for (1000&575)KVA (3772349) | 10
| Electronuc compact unit for 775KVA | 4
| Varistor (Siemens) voltage supressorfor (1000,575and 775KVA | 20
| Cooling water perheater 3KW 220V (1070467) | 40
| Battery charger U72 for 1000KVA (3761010) | 10
| Pair turbocharger left & right sides (4000442) (Ba 16M816) | 2
| Repair kit turbocharger set | 4
| crnak shaft 305730 | 2
| Gear key 358893 | 8
02-04-00060 | Spare parts for Hitzinger diesl
Generator engine, 1900 KVA-Hedemora
engine Type V16 A/15 16 cylinder, 1500 R.p.m, 2240 HP.
| Gudgen pin Ghromium plated | 72
| piston ring set | 72
| Retainer ring | 136
| piston | 72
| Valve spindle inlet exhaust | 136
| valve guide | 136
| valve spring cup , lower | 136
| v alve spring inner | 136
| valve spring outer | 136
| valve spring cup , upper | 136
| valve cotter half | 136
| Nozzle | 72
| Connecting rod assy . | 8
| Small end bush | 72
| Bearing shell set | 72
| Complet set of gasket | 16
02-04-00061 | Generator set type 47/77 250kva
Alter nator MARKON type B 514J
Enging CUMMINS type NT-855
| Control Box BC | 20
| Actuator BC | 8
| Magnetic pick up | 10
| Alternator(Dynamo) | 8
| Connecting rod Assy | 12
| Water pump | 10
| A.V.R | 10
| Fuel pump assy | 2
| Speed senser | 2
| Main fail relay | 10
| Frequency relay | 20
| Tension relay | 20
| Auxiliary relay | 20
| 24 v d.c relay | 40
| 24 v d.c time relay | 20
| 220 v relay | 40
| Alternator contactor | 40
02-04-00062 | Equpment: hightension substation
Company: CEM
| Curcuit Breaker | 96
02-04-00063 | Equpment: Body of the Boiler
Model: WA1000
Item
| Door gasket in asbestos ref y023.020 | 24
| Asbestos gasket for smoke box 151g.3900 | 24
| Klingerite gasket for hand hole 80/120 | 0
| ret 7020 140 | 24
| sight glass complete with gaskct 7037 090 | 40
| five tube | 2400
02-04-00064 | EQUIBMENT: GENERATING SETS
MODEL: BA 16 M816, BA12 M816
COMPANY NAME: KLOCKNER HUMBOLDT- DEUTZ AG
QUANTITY INSTALLED: 44
NOTE
The down list in for 30 generating sets type BA16M816 power rated 1012KVA which have serial numbers 1-8836-5-9250 order no. 24741, engine no. 65 35 373 and 1-8836-5-9246 order no. 24732,engine no. 63 36 354,etc. That, is to say all parts in the down list should be exactly the same parts which the above serial numbers generator a set contain:
| Big-End bearing | 160
| Big-End bearing | 160
| Big-End bearing | 320
| Big-End bearing | 320
| Big-End bearing | 224
| Water pump | 20
| Impeller | 8
| Drive shaft | 16
| Pump housing | 4
| Oil line | 10
| Oil line | 6
| Suction line | 6
| Pipe/Line/Lead | 4
| Drain/Disc/Pipe | 4
| Plug | 4
| O-seal | 8
| Gate valve | 8
| Shut-off valve | 10
| Turbo charger (left and For the above Right sides of the engine serl no). | 6
| Repair kit set for turbo charger | 12
| Set of ring | 256
| Sealing set | 20
| Element | 40
| Gasket | 50
| Gasket | 40
| Oil resevoir | 4
| Bearing housing | 12
| Hub | 12
| Lub oil pump | 12
| Repair kit oil pump | 10
| Distributer | 10
| Lube tube | 8
| Adapter nipple | 10
| Head | 4
| Lub oil filter | 4
| Semi-Rotary pump | 4
| Lube tube | 12
| Twin nipple | 10
| Delivery line | 6
| Coupling piece | 20
| Cover | 6
| Solenoid | 20
| Puneumatic line | 4
| Delivery line | 10
| Fuel line | 4
| Cap | 4
| Flexible coupling | 10
| Rubber suction | 66
| Switch | 8
| Angle joint | 20
| Contro unit | 20
| Fly wheel | 8
| Starter motor coil | 30
| Radiator heater | 300
| Fan | 16
| Electric motor fan | 6
| Rubber pad | 20
| Temprature transmitter | 160
| Relay | 40
| Flow switch | 10
| Relay | 40
| Sensor pocket | 20
| Reducing nipple | 20
| Monitor switch | 120
| Relay | 40
| Clamping bush | 20
| Complete engine model BA16M816 | 4
| Over voltage protaction | 18
| Housing | 4
| Plag in sleeve | 6
| Plag in sleeve | 10
| Capasito/ condensor | 10
| Lift pump | 30
| Hand pump | 12
| Varistor (for alternator type IFC5502-4) | 100
| Circuite breaker A3, A31 drawing no. DE-S 5095-1 | 40
| Circuit breaker A204 318.002-00 | 12
| Control contactor | 80
| Relay D64 | 40
| Control transformer M72 | 100
| Relay D89,91 | 80
| Relay D(92,97,98,100,211) | 80
| Relay instantenouse D5,D33 | 120
| Timer relay D78 | 30
| Diode N211 | 20
| Charging regulator U72 | 80
| Bridge rectifier M72 | 160
| Relay D207 | 20
| Relay output main voltage controller HNC | 40
| Relay output generator voltage controller(HGC) | 40
| Charging regulator U1 | 40
| Drop indicator relay d1 | 30
| Compact electronic U90 | 120
| Startor motor | 20
| Set of rotating rectifier (t & -) | 60
| Cylinder Block | 2
| starter motor armature | 24
| thermometer | 80
| cover tube | 16
| drive shift | 40
| drive disc | 40
| centering washer | 40
| flange | 40
| flange | 40
| dowel sleev | 40
| drive shift | 40
| speed governer | 16
| injection pump | 16
| injection pump | 16
| lamp oil filter | 4
| connecting rod | 128
| small end push | 192
| carring shift | 8
| can shaft | 12
| ball joint | 20
NOTE:-
The list below contains sparts for generating sets type BA16M816/IMPERIA power rated 775KVA for sets like that of serail no. 12.432,engine no. 5656641.
| Circute breaker Q1,Q2 | 12
| Battery charger BLG 2/E | 2
| Stand by control NST2 | 2
| Stand by switch gear N2 - 1200 133 | 2
| Set off all relays (K11,K21, K12,...ect) | 10
| Timer (K1,K22,...ect) | 10
| Flexible coupling | 2
| A.V.R | 2
| Power transister V4 | 10
| Capicitor | 20
| Current transformor T6 & T4 | 4
| Voltage suppressor | 32
| Diode + | 48
| Diode - | 48
| Rectifier modale +1 | 16
| under voltage relay | 24
NOTE:-
The list below contains spare parts for generating sets type BA12M816 struver power rated 575 KNA for sets which likethat of serialno. 24.791 engine no.65 36 269.
| Starter motor | 4
| Starter motor coil | 20
| Complete engine type | 4
| Flixible coupling | 8
| Circuit breaker A3,A31 above serl.no | 24
| Bush camshaft | 340
| Cylinder block | 4
02-04-00065 | EQUIBMENT: DRYING TUMBULER
MODEL: C8-BUT PROPANE 22.6 KW MACHINE NO.: 4654
ELECT: 0.6KW V=380 50 Hz 16 JUILET 1981
CAPACITY: 8KG
NOTICE NO.: 3723
COMPANY NAME: DUBIX
QUANTITY INSTALLED: 12
Description
| Motor | 24
| 1500 belt | 120
| Glass for door 318 | 48
| Burner Bp 74 | 24
Gas 20 + 27 Elect valve or Regulater (72043 053)
72 011 073
| Electrode | 24
| 0 to 120 thermostat | 24
| Safety thermostat | 24
| Door Safety | 24
| Timer | 24
| Contactor | 24
| Bearing Pf 80-40FA | 72
| Pillow-block | 24
| Ignitor | 48
02-04-00066 | EQUIBMENT: WASHER EXTRACTOR
MODEL: FL 503
COMPANY NAME: WASCATER
QUANTITY INSTALLED: 140
| Door gasket | 60
| Wash motor compl 380-415V50 HZ (440V 60HZ) | 20
| extract motor compl with cluch 380-415V50HZ(440VGOHZ) | 20
| Drain hose | 60
| Solenoid valve 220V 50HZ | 70
| Drain valve compl suspensian leg seepagell | 50
| Steam injector | 20
| Steam valve 314 50/60HZ | 80
| Steam hose | 100
| Transformer | 60
| Overloed protector 380V | 30
| Switch 2.Pole with red lamp | 120
| Reverser 50HZ | 60
| Relay K6 50HZ | 40
| RElay K6 50HZ | 60
| Receiver speed control | 80
| Comple valve 220-240V 50HZ | 60
| Ball bearing | 60
| Stator 380-415V 50HZ | 40
| Stator 380-415V 50HZ | 40
| Coil | 20
| Drive playe | 20
| Ball breaing | 40
| Ball bearaing | 30
| Rotor | 30
| Compl card programmer | 40
| Solenoid 50HZ | 20
| suspension leg see page 11 | 120
| Repair kit bearing | 70
| seal ring | 6
| seal ring | 28
| Roller bearing | 30
| Puller bushing | 32
| Lock washer | 34
| Shaft nat | 36
| Roller bearing | 38
| Seal ring | 40
| Bushing | 40
| Frointcorer | 40
| Spacer inner | 40
| Spacer auter | 40
| Bushing | 40
02-04-00067 | EQUIBMENT: DRYING TUMBLER
MODEL: C15 - PROPANC GAS - 40 KW - 380 V 11 KW ELEC.
COMPANY NAME: DUBIX
QUANTITY INSTALLED: 10
SITE: HILLA - SAMAWA - MOSUL BASRA - IRBEL
Description
| Drum door catch | 20
| Timing device C52 | 20
| Contactor LC2-DO99- | 40
| Contactor LC1-DO93- | 20
| Safety thermstat device- | 20
| Safety drum door device 83714 | 20
| Strock sc60 thermostat | 40
| Thermostat device | 20
| Lighter | 20
| French standard putane gas Electro valve propane cf12-G318.17 | 20
| Electrods | 20
| Reverser | 20
| Belt 13x8 refrence 13010400L1400 | 60
| Contactor | 10
| Drive motor M.E.V.A 8026 type B31000r.p.m , 0.5 hp | 10
| Belt 13x8 refrence 1301 1500L1500 | 60
| Fan Motor 1500 r.p.m | 10
| Paleping 80x40 1500w 220V TEEN | 0
| Dram door joint (8x25) L3000 | 20
| Glass for door (extra) | 20
| Auto Lubricating ring Bp25=25x30 O/ | 20
| On/off switch | 20
| (SKF) bearing pf 80-40f4 | 40
| Cartridge 2A | 200
02-04-00068 | EQUIBMENT: WASHING MACHINE
MODEL: 1/M2S - 20 kg but propane 24.5 kW v=380 3z, 50 MACHINE NO. 6833
QUANTITY INSTALLED: 11
2/M2S - 40 kg but propane 46.5 kW v=380 Hz, 50 MACHINE NO. 6835
QUANTITY INSTALLED: 33
COMPANY NAME: DUBIX
SITE: BAGHDAD (IBN ALBALADY- HABEBIA) HILLA - SAMAWA - MOSUL BASRA - IRBEL-NAJAF - NASSIRA - DEWANIA- RAMADI
Description
| Motor | 66
| Reulating unit | 20
| Motor | 22
| Motor safety | 88
| Belt | 220
| Bearing | 308
| Belt | 220
| Bearing | 88
| Door glass 40kg | 220
| 20kg | 110
| Glass joint LGT2000 | 154
| Door safety | 176
176
| Shock absorber | 308
| Drining electro magnet | 88
220 Type: 1508 S.N.180 860
| Pressostat 731-2 Postion 72 060 | 44
| Gas electro valve 20x17 | 44
| Lighter A 70 | 110
| Bellow | 44
| Heating timer 10-1805 LA3-D24 | 44
| Washing contactor | 50
| Extraction contactor | 20
| Auxiliary contacter 220V CA2-DN122 | 40
| Reversor Bx 482 (INVERTER) | 44
| Reception pulley 40kg | 44
| Motor pulley | 44
| Silicon cable | 50
| Balancing spring | 40
| Gas burnor with heat exchanger | 80
| Electrode | 22
| Reception pulley 20kg | 22
| Fuse 10A (cartridge) | 240
| 2A 10 x 28 cartridge | 240
02-04-00069 | EQUIBMENT: FLAT WORK IRONER
MODEL: Type: SR 719 BUT. Propane 442 kW
Capacity: LM 90 kg v 380 Hz: 50 32 kW
Notic: 3854 For SR 700
MACHINE NO. 37837
COMPANY NAME: DUBIX
QUANTITY INSTALLED: 22
Description
| Feeding belts (Engagment band) | 440
| Gas electro valve 20x27 | 44
| Movement Motor REL ASI 71.14.4 0.25kw | 22
| Driving pulley KL20 mode Board O/14 | 22
| Wide Belt W20 1gt 1000 | 88
| White Light. 220 V | 120
| Red Light. 220 V | 120
| Yellow Light. 220 V | 120
| Fan Motor | 44
| Fan contactor | 44
| 2 Amp Fuse Cartridge | 240
| BULB | 88
| On/Off Switches | 44
| SC 60 Thermostat KWS Strock Cable length 3 Meter | 44
| Vigitherme M30 HEITO | 10
| Thermal overload relay4 to 6 | 44
| Thermal overload Relay2.5 to 4 | 330
| Thermal overload relay 1 to 6 | 44
| Electrode | 88
| Bearing Roller unit | 60
| Ironing Board L3060 | 44
| Blue flam rack | 44
| Reducer E45 AR 1/60 | 44
| Pillow-Block with bearing | 44
| Pig-Iron Bearing CFT 06 | 44
| Pig-Iron Bearing CFT 06 | 44
| Safety xck – s+ zck - Do 8 | 10
| Electro valvo | 44
| Igniter (euroflex) | 44
| Auxiliary contactor CA2- DN 122 | 20
| Auxiliary contactor LAIDII | 20
| Safety XCM+NFC63 - 145 y2 | 20
| Gas electric gas ket | 10
| Cartridge 10 A | 440
02-04-00070 | EQUIBMENT: STERLIZER
MODEL: POUPINEL TYPE PO A 4252 REF 4252 D.O REF E.A.P REF 4251 S.O
COMPANY NAME: SUBITIL / CREPIEUX
QUANTITY INSTALLED: 6
Description
| Motor NKP 730 | 12
| Blower kofl EL 220V | 12
| Electric heating resistance | 24
| Capaciter 1 mf 500V 80 C | 12
| TEMPRETURE CONTROLER | 24
| PROBE | 24
| RESTORE CONTACTOR | 24
| DOOR SEAL | 48
| TIMER 0 TO 24H | 24
| SIGNAL LAMP | 240
02-04-00071 | EQUIBMENT: STERLIZER
MODEL: AUR 1362 FAB NO. 3348, 3326, 3327 1982 UR 2352, APPAREIC AUSTER 360 REF ACL REF 1361 S.O, REF 1362 D.0 OPTION RECORD RF OPS 0701 NOTRE REF PC/CB 82/25.095
COMPANY NAME: SUBITIL / CREPIEUX
QUANTITY INSTALLED: 12
| Vacuum electric pump REF. Lone 25309 BN1310.10 pump 0004 | 12
| Motor 2900 rpm 1.5 HP mot 0007 | 12
| Electro Magnetic sluice gate ES 18 24V ELE 0016 | 48
| Electro Magnetic sluicd gate Burkerr 11243 A06 | 48
| SET. of Resistor 18KW 220V drawing 102106 RES 0022 | 36
| Safety valve SOU 0003 | 12
| Coupling device ref 3500 18 O 4mm | 24
| Complet air compresser MC as per drawing 510069 | 24
| pluse counter ET 025 24V | 12
| Fuse Lamp sil 032 1106 Lam 0004 | 48
| 2L can oil for cressenssace 016 | 24
| Inflatable gasket JOI 0013 | 120
| Bacteriology filter FIL 0006 | 24
| Descaling powder POU 0001 | 24
| Diagram Paper | 48
| Pen | 12
| Vaccum gate | 12
| Float valve complete | 24
| PROGRAMATOR FOR CYCLE | 24
| TIMER 24 V | 96
| CONTACTOR | 24
| SAFTY VALVE | 48
| TEMPRETURE CONTROLER | 24
| SAFTY HEATING THERMOSTATE | 24
| AIR INLET PRESSURE | 24
| CONTACTOR | 24
| RELAY CA2 FK 1202 | 24
02-04-00072 | EQUIBMENT: ELECTRICAL LOW TENSION BOARD
COMPANY NAME: TELE MECANIQUE ELECTRIQUE
QUANTITY INSTALLED: 6 SYSTEM
Description
| LCID804 | 120
| LCID123 | 120
| LCID093 | 120
| LCID503 | 120
| LCID163 | 120
| LCIFJ23 | 48
| LCIFJ23 | 120
| LCID633 | 120
| LCID403 | 120
| LCID253 | 120
| LPID123 | 24
| CACDN122 (500V 10A) | 120
| CA2FN122 24V | 60
| CA2FN144 24V | 60
| CA2FK120 24V | 24
| CA2FK120 220V | 24
| CA2DN122 | 120
| CA2DN140 (600V 10A) | 48
| CA2FN131 24V | 24
| CA2FN222 24V | 48
| CA2FN240 24V | 48
| CA2FN140 220V | 48
CA2FN231 24V
| CA2FN262 24V | 24
| CA2FN244 | 48
02-04-00073 | ISOLATORS
| DK1FB18 (500V 80A) | 120
| DK1EB14 (660V 50A) | 120
| DK1EB28 (660V 50A) | 120
| DK1GB28 (660V 125A) | 120
| DK1GB18 (500V 100A) | 120
| LSID253 (600V 25A) | 60
| DK1HC18 (600V) | 12
02-04-00074 | SWITCHES
| ZB2BE101 | 120
| ZB2BE102 | 120
02-04-00075 | INDICATION LIGHT HOLDER
| ZB2BV6 | 120
| (XCK-PL06) out of balance switch | 24
02-04-00076 | TIMERS AUXILLIARY
| LA2D22 | 120
| LA2D24 | 120
| LA3D22 | 120
| LA3D24 | 120
| CA2FT141 | 120
| CA2FT111 | 120
| CA2FT211 | 120
| CA2FT241 | 120
| RHC419 | 24
| RHT21 | 12
02-04-00077 | AUXILLIARY CONTACTS
| LAID22 | 120
| LAID11 | 120
| LAID04 | 120
| LAID28 | 120
| LAID40 | 120
| LAIF31 | 24
| LAIF22 | 24
02-04-00078 | OVERLOAD RELAYS
| LRID09302 (0.18-0.2) A | 60
| LRID09304 (0.4-0.36) A | 60
| LRID09306 (1-1.6) A | 120
| LRID09307 (1.6-2.5) A | 120
| LRID09308 (2.5-4) A | 120
| LRID09310 (4-6) A | 120
| LRID09312 (5.5-8) A | 120
| LRID09314 (7-10) A | 120
| LRID09305 (0.36-1) A | 120
| LRID12316 (10-13) A | 120
| LRID16321 (13-18) A | 120
| LRID25322 (15-25) A | 120
| LRID40353 (23-32) A | 120
| LRID63359 (48-57) A | 120
| LRID63361 (57-60) A | 120
| LRID09309 (3-8) A | 120
02-04-00079 | EQUIBMENT: AIR COMPRESSOR
MODEL: LE7E
S. NO.: - AML063239 or AML109658 MAX: 10 bar 4KW HZ:50
Information LE7E AML063239 10BAR 1500 r.p.m
L= 112 M No 56581 KW=4 R.P.M1430 PH3
HZ 50 Eo C 40 IP 44
1080 2,37-01 1981 France and 1983 Sewedin
COMPANY NAME: ATLAS COPCO
QUANTITY INSTALLED: 11 SYSTEM
Discription
| Set of over all Kit for the air compressor | 40
| Pressure Switch | 40
| Solenoid valve | 40
| Nipple | 40
| Gasket | 40
| Slrainer | 40
| Valves | 40
| Relay | 40
| Motor complete | 20
| Compressor with motor | 20
| High pressure air tube | 60
| Sight class | 24
| Unloader | 44
02-04-00080 | EQUIBMENT: CHARGER INVENTOR
COMPANY NAME: COREDEL
QUANTITY INTALLED: 96
Description
| Printed circuit RCD | 24
| Printed circuit Pon 101 | 24
| Printed circuit TGO 101 | 24
| Printed circuit POCO 102 | 24
| Printed circuit RCO 102 | 24
| Printed circuit RCO 101 | 24
| Printed circuit SICN | 24
| Electronic module MT 2900D | 12
| Electronic module MM 504 D | 12
| Printed circuit CIB 104 E | 12
| Rectifier Bridge SKB 33/06 | 120
| Rectifier Bridge SKH 15/06 | 120
| Rectifier Bridge SKKH 15/06 | 120
| Stabilizor ST-6774 | 12
| Stabilizor ST-6777 | 12
| Stabilizor ST-6776 | 12
| Thyristor SKT 45/F/10 | 24
| Thristor SKT 110-F 10 | 24
| Tyristor SKT 140/F/10 | 24
| Thristor SKT 170/F/10 CV | 24
| Diode SKR 45/10 | 48
| Diode SKN 45/10 | 48
| Diode SKR 70/10 | 48
| Diode SKN 70/10 | 48
| Diode SKR 100/10 | 48
| Diode SKN 100/10 | 48
| Zener Diode IN 2985 | 48
| Transformer ST-4478-DI | 24
| Smoothing choke ST-4549-DI | 12
| Smoothing choke ST-6359 | 12
| Smoothing choke ST-6359 | 12
| Smoothing choke ST-6359 | 12
| Contactor IOS-12M | 36
| Contactor IOSC-16-40 | 36
| Contactor NOS 12-22M | 36
| Contactor IOSC 20-40 | 36
| Contactor IOB 32H | 36
| Contactor IOBC 45.30 | 36
| Contactor -NOS 16-22M | 36
| Timed contact TPA | 36
| Capacitor 5 MF 330 V | 36
| Capacitor PKV 250V 33MF | 36
| Capacitor 3300MF 220 V CO18 | 36
| Capacitor 15MF 500V | 36
| Capacitor 3MF 400V | 36
| Relay I058 40M | 36
| Ameter/AC 72 TC/L 25A direct | 48
| Votmetor /AC 72 TC /L 200V | 48
| Ultra fast fuse 621 CPUR 14/16 | 120
| Ultra fast fuse 621 22/63 | 120
| Ultra fast fuse 621 14/25 | 120
| Ultra fast fuse 621 22/100 | 120
| Ultra fast fuse 621 22/80 | 120
| Ultra fast fuse 621 14/40 | 120
| AM fuse 14x51 20A | 120
| AM fuse 14x51 32A | 120
| AM fuse 22x58 63A | 120
| AM fuse 14x51 25A | 120
| AM fuse 22x58 100A | 120
| Lamp ZB2 BV6 | 120
| Lamp ZB2 BV04 | 120
| Lamp ZB2 BV7 | 120
| Lamp ZB2 BV07 | 240
| Lamp ZB2 BV05 | 240
| Lamp BA 95 130V | 240
| Resistor 86 OHM RSSD 20x117 | 36
| Resistor 47 OHM RSSD 16x94 | 36
02-04-00081 | Spare Part For telephone exchange charger
380V 50HZ 3phase
48V 5.3KVA 60Amp, NI-Cd 36xMP 200
Type of charger RB 3174 No of Charger 81K
| Printed circuit SC 338 A | 12
| Printed circuit SC 303 H | 12
| Printed circuit SC 358 H | 12
| Thyristor GI-48/60 | 24
| Battery Cell Alcad MP 200 | 3000
| Battery Cell Alcad MP 55 | 3000
| Battery Cell Alcad MP 37 | 1000
Battery Cell Alcad MP 95
| Battery Cell Alcad MP 12 | 1000
500
| Alkaline Potassium hydroxide Powder | 200
| Battery solution test Kit | 12
| Smoothing Chokee ST-6312 | 12
| Card SCE - 2709 RB 372 | 60
| Transformer No. 828227 MD/GG - 14656 | 60
02-04-00082 | EQUIBMENT: GENERATOR
MODEL:
No 9163-7305 16V-149T ((Serilel No.))
16E7060
16E7061
16E7059
16E7064
16E7058
16E7006
16E7007
16E7009
16E7008
16E7057
16E7062
16E7063
COMPANY NAME: DETRIOT DIESEL ALLISON
QUANTITY INSTALLED: 12
Description
| Fuel Filter | 192
| Oil Filter | 192
| Water Filter | 48
| Air cleaner | 48
| Fuel Pump | 12
| Oil pump | 12
| Fresh Water pump | 12
| Raw Water pump | 12
| Starting Motor 24V | 12
| Speed governer | 12
| Tacho meter Derive | 12
| Switch Water tempretare shutdown | 16
| Adaptor temperatare shutdown valve | 20
| Water temp switch | 16
| Cooling pressure contorl | 16
| Oil Pressere switch | 20
| Oil Pressure value | 16
| Turbo charger | 8
| Preheating element | 24
| Filling fuel pump | 24
| Fuel Float switch | 8
| Manual Fuel pump | 16
| Repair Kit for fuel pump | 12
| Repair Kit for Oil pump | 12
| Repair Kit for Water pump | 24
| Repair Kit for filling fuel pump | 12
| Set of over all Kit (For engine) | 12
| Repair kit for turbocharger | 10
| Alternater complete | 4
| Engine Complete | 4
02-04-00083 | GEORGIN-REGULATEARS (NAME OF COMPANY)
| RG 98 (400V) 50HZ 2x5A Automatic Frequancy regulator | 24
| RRW TBS-EN 3003/A Reversepower | 24
| RTZ TBS-1 EN 3006/B Mini and maximum uoltage | 24
RWZ H. TBS EN 3005A 24V+ Sourco 400 V 2x5A
| Over active power relay | 12
| RSC 400V Coupling relay | 12
| RG 806 Synchro-coupling device | 12
| Batteny change type CG 24/18 C | 24
| ES-CRT GVRI Type Rool | 24
02-04-00084 | Marlin-gerin. (Name of company)
| Circuit Breaker DN2-1638204 3x1600A | 24
| Circuit Breaker DS2-2038249 (2000A) | 12
| Circuit Breaker DS2-1038249 (1000A) | 0
| La+ Lu+ih (Name of company) | 12
| RW1 Min and Max Voltage relay | 12
| RW2 Min and Max Voltage relay | 12
| CVD Differential voltmeter type M96 3B 2x220V 50HZ | 12
| CSY Synchronouscop type M96 8B 220V 50HZ | 24
| CPS 231 (phase motor) Type M 72-9B | 24
| VD Meter for diferntial M96.60C | 12
| SY meter for syndronoscope | 12
| FD Double frequency meter Type M960B 220V 50HZ | 12
| Multi | 60
Multig›(Name of Company) C32N (Cincult Breaker)
| No 6-U 5A 380V ~ 20123 | 60
| No 12-U 10A 380 V 20134 | 60
| No 22-U 20A 220 V 380 20106 | 60
| 10A Type D 380 V 20874 | 60
| No 12-U 10A 380 20124 | 60
| No 35-U 32A 380 20138 | 60
| No 6-U 5A 380 2012 | 60
| 2A type U 380 20121 | 60
| No 12-U 10A 380 V 20144 | 60
02-04-00085 | Baco (Name of company)
| PR10 Selector switches | 12
| PR16 Selector switches | 24
02-04-00086 | Subj.,/FUSE A. Fuses HRC
| 10x38 | 400
| 10x38 | 400
| 10x38 | 400
| 10x38 | 400
| 10x38 | 400
| 14x51 | 400
| 14x51 | 400
| 14x51 | 400
| 14x51 | 400
| 14x51 | 200
| 14x51 | 200
| 22x58 | 80
| 22x58 | 80
| 22x58 | 80
| 22x58 | 80
| 78x15 | 40
| 78x15 | 40
| 78x15 | 40
| 78x15 | 40
| 126x15 | 36
| 126x15 | 36
| 126x15 | 36
| 137x24 | 36
| 137x24 | 36
| 150x30 | 36
| 150x30 | 36
02-04-00087 | B.
Renge
| 0.5A, 500V | 160
| 1.0A, 500V | 200
| 2 A, 500V | 240
| 4 A, 500V | 200
| 6 A, 500V | 240
| 10 A, 500V | 20
| 12 A, 500V | 160
| 16 A, 500V | 200
| 20 A, 500V | 240
| 32 A, 500V | 160
02-04-00088 | 2A HRC Fuses
| 2 Amp, 500V | 2800
| 6 Amp, 500V | 1000
| 4 Amp, 500V | 800
| 10 Amp, 500V | 800
| 0.25A | 220
| 0.2 A | 220
| one A | 220
| 1.5 A | 220
| 1.63A | 220
| tow A | 220
| 2.5 A | 220
| three A | 220
| 3.6 A | 220
| four A | 220
| five A | 220
| 6.3 A | 220
| ten A | 220
02-04-00089 | Equipment: Electrical pant
Company name: Klockner moeller
A Circuit breaker
| NZM 24 2000+ZM24 2000 | 60
| NZM 24V 2000 + ZM24V 2000 | 24
| NZM 12-630 + ZM12 630 | 12
| N24 2000 | 12
| NZMH11 500 + ZM11 500 | 12
| NZM12 800 + ZM12 800 | 12
| NZMH6 160 + ZM6 160 | 36
| NZMH6 63 + ZM6 63 | 36
| NZM9 250 | 36
| NZM6 100 | 60
| NZMH4 63 | 60
| NZMH4 40 | 60
| NZMH6 160 | 48
| NZMH6 100 | 60
| NZMH4 25 | 60
| NZMH9 200 | 36
| NZMM11 400 | 36
| NZM6 160 | 48
| N11 630 | 36
| N11 500 | 36
| N11 400 | 36
| N6 160 | 36
| N6 100 | 36
| N6 63 | 36
| KVA-2NZM Mechanical interlock for C/B NZM24-2000K NZM12-630 | 60
| Shunt coil for C/B NZMH4 | 60
| Under voltage coil 110VDC | 240
| Driving motor 110VDC | 24
02-04-00090 | Contactors
| DIL 08 22G 110V 50HZ | 120
| DIL 08 31G 110V 50HZ | 120
| DIL 08 33 110V 50HZ | 120
| DIL 08 40G 110V 50HZ | 120
| DIL 3 22 220V 50HZ | 60
| DIL 1 22 220V 50HZ | 60
02-04-00091 | Others
| L2RT Lens red | 120
| L2RT Lens white | 120
| L2RT Lens orange | 120
| DX/K push button | 120
| H6U MCCB | 120
| GL 130 lamps 130V | 240
02-04-00092 | Equipment: Incinerator
Weishav Pt P.A.T
Burner type: WG 2f/1-E KW 30-140 DIN-DVGW-Reg Nr.80 FW
1981 S.No: 232357
Main switch
Air pressure switch
Gas Pressure Switch
Temperatare regulator
Flame Sensor
Burner Motor
Ignition Transformer
Solenoid valve
Burner control
Servo motor
Ignition electrode 4
02-04-00093 | Company Name: Labesse
Type: MD 030G6 MD100G
| Unitrol Safety valve | 48
| Regulation valve dia 15-12 | 48
| Piezo electric spark generator | 48
| Injector nozzle for main burner | 480
| Injector nozzle holder tube | 2
| Thermo Couple. | 48
02-04-00094 | Euipment: AHU Bearing with bracket
Company Name: France Air, Hydronic
| M.DB 31 | 120
| M.DB 34 | 120
| M.DB 38 | 120
| M.DB 42 | 120
| M.DB 46 | 120
| M.DB 50 M1 | 120
| M.DB 50 M2 | 120
| M.DB 56 M1 | 120
| M.DB 68 M1 | 120
02-04-00095 | ShAft
| 35 Length 960 | 24
| 40 Length 1060 | 24
| 40 Length 1230 | 24
02-04-00096 | Motor with pulley F.A/Hydronic
| 3ph/380V/50HZ 9 kw | 36
| 3ph/380V/50HZ 7.5 kw | 60
| 3ph/380V/50HZ 4 kw | 48
| 3ph/380V/50HZ 5.5 kw | 60
| 3ph/380V/50HZ 3 kw | 48
| 3ph/380V/50HZ 2.02kw | 48
02-04-00097 | Belt
| SPA Length 1850 | 360
| SPA Length 2000 | 240
| SPA Length 2240 | 120
| SPA Length 2720 | 60
| 13X8 Length 900 | 120
| 13X8 Length 945 | 60
| 13X8 Length 1110 | 60
| 13X8 Length 1260 | 60
| 13X8 Length 1500 | 60
| 13X8 Length 1389 | 240
| 13X8 Length 1880 | 240
| SPZ 1850 | 360
| SPZ 1360 | 60
| SPZ 1450 | 60
| SPZ 1500 | 60
| SPZ 1600 | 60
| SPZ 1650 | 60
| SPZ 1700 | 60
| SPZ 1850 | 120
| SPZ 1900 | 120
| SPZ 1950 | 120
| SPZ 1270 | 60
We need also spare part for all AHU
A-Blowers
B-Pulley
C-Motor bearing
02-04-00098 | Equipment: CHARGER INVERTER
Company name: MERL IN GERIN
Quantity installed: 80
| DPM5 p1587/310 | 30
| DPM5 p1257/186 | 30
| SM4 p4285/266 | 30
| SM11 p3644/285 | 20
| DPM5 11386/186 | 20
| SMG p3417/266 | 20
| SRD p2289 | 20
| CHC p3061/218 | 20
| U.P.S 40 6703145/H | 20
| DPM5 1412/186 | 20
| DPM5 p1077/280 | 20
| DPM5 p1272/186 | 20
| SRD p2328/117 | 20
| DPM5R 1140/186 | 20
| SRO p2235/147 | 20
| SMU p3376/266 | 20
| DPM5 p323/186 | 20
| SRD p2574 | 20
| SM11 p3674/277 | 20
| SRD1 2874 | 20
| Fuses 125 A Size 22 x 58 | 200
| Bulb 48V 12W | 240
| Bulb 130V | 240
| Battery VARTATP 40 (MAVACHAT) | 1200
| Battery VARTA TP 55 (MAVACHAT) | 2000
| Battery VARTA TP 90 (MAVACHAT) | 200
| Electrolyte for Battery liquid (MAVACHAT) | 20
| Electrolyte for Battery Powder (MAVACHAT) Distilled on site | 20
| 160 NIFE NIKEL Cadmuim high rate Battery HIP2 (MAVACHAT) | 10
| 260 NIFE NIKEL Cadmuin high rate Battery HIP25 | 10
| Battery Charget type 110/10 FE | 10
| A.V indicator | 24
02-04-00099 | SUBJECT: PHILIPS (11 Hospital)
MaterialDescription
| Germicidal | 3000
| Lamp Assiy | 2000
| Chock | 1000
Note;
We want only Lamps.
02-04-00100 | Equipment: Generator
Company Name: (Cater Pular) (5 Hospital)
Model: 3508 DITA
Origin: USA
V8, 4 Stroke - Cicle diesel
Bore: 170mm
Stroke: 190mm
Displacement: 34,5 Its.
Refrigeration system: Radiator with fan and Fan Drive.
Speed regulator: Wood ward electronic EG 3P2301 with load sharing
Starting system: Electronic 24V
Stand by power without ovrload: - 930HP
Speed rating: - 1500 r.p.m
The Power is given for 300 meters altitude and 50
Alternator makes CATERPILLAR
Model: SR4 brushless
Origin: USA
Power: 600kw
Power (apparent): 750KVA
Speed rating: 1500 r.p.m
Voltage: 200-400V
ALTERNATOR
Sr. No.
5UA00590 5N9326
5UA00593 5N9326
5UA00602 5N9326
5UA00589 5N9326
5UA00610 5N9326
5UA00609 5N9326
5UA00696 5N9326
5UA00691 5N9326
| Current Transformer 1,500/5 | 30
| DC meter (0-40) A | 10
| DC Voltmeter (0-40)V | 10
| Light Pilot (Only Light) | 100
| Light Pilot (Only Light) | 100
| 3 Phase Transforme 380/220100Va | 10
| Potintiometer 100 ohm. | 10
| Potintiometer 200 ohm. | 10
| Peverspower relay. | 10
| Diferential relay. | 10
| Dieselmatic | 20
| Set Diod DST (35-0.8) | 10
| Start Inhibitor | 10
| Signal Converter | 10
| Speed and Power regulator | 10
| Frequency relay 220V 50HZ | 10
| Voltage relay 220V 50 HZ | 10
| Timer 24V CC | 10
| Electric Commanod 220V 50HZ | 10
| Coilmn voltage 220V 50HZ | 10
02-04-00101 | Auxliray contact 2 of For Automatic breacker III DN25 1.250A DN2
| Contactor LC1 D095MA60+LA1 D11-TEE | 30
| Auxiliary Contactor CA2 DN122M + LA2 D22TEE | 30
| Auxiliary Relay 24V CCMK3POMRON | 30
| Auxiliary ContactorCA2DN222B TEETEE | 40
| Auxiliary ContactorCA2DN122MTEE | 40
| Thermic relay3VA5900IGSiemens | 10
| Magnitac relayRMIX 010 TEE | 10
| FuseCMA1020Siemens | 100
| ContactorCA2DN140MTEE | 40
| Auxiliary Contactor CA2 DN122M + LA1D22 TEE | 20
| hermic relayLRI D09314TEE | 20
| Fuse NH00 63A3NA1 020 Siemens | 20
| Current Transformer 3000/5ATLESACI | 20
| SyncronoscopeSRSSYE | 10
| Double Frequency MeterFC3V11SACI | 10
| Double VoltmetterF03V11SACI | 10
| Ametter 0-2.500E03VSACI | 10
| Power Factor MeterSC3V11NSACI | 10
| Light Pilot6B2BV75TEE | 30
| Lamp 24V 60W-- | 20
| Fan 220V 50HZSK3202RITTAL | 20
| Resistor SK 6 + SK6PW30DAVILA | 30
| Power relaySRPASVE | 10
| TimerSB245724Electromatic | 10
| SyncronnizerSRSSVE | 10
| Start LogicSVE | 10
| Connecting Watch QWT 94500/924215 DINNY | 10
| Lamps BA95 | 200
| Watter Heater 3 KW for catterpillar Generator 750 KVA | 40
| Generator Heater 750W for Captterpillar Grenrator 750 KVA | 30
| Thermostat for watter ZM4CICT | 40
| heater for catterpillar Generator 750 KVA A=N=V 20/220 15/380 | 20
| Automitic Battery Charger VN220V AC VCC 24V DC Type SVE S.L No. Fa 263SCB20A | 10
| Contactor LCI-D253 for electrical Board for Catterpillar Generator 750 KVA | 10
| Vil 220V for electrical Boards for catterpillar Generator 750 KVA | 10
| Contactor LC1-D123 For electrical Board for catterpillar generator 750 KVA | 10
| Contactor VIL Catterpillar Generator 750 KVA | 10
| J Rochet 130V 24W Lamp3AHC | 150
| Timer Range 10-180 SLA2-D24Telemecanique | 40
| Resistanicq 2 x 7100 5L C1.0.546654 | 10
| Timer 220V.Max Rex GWT94500192422x164/250V | 20
| RMI-XA IN 10 600V maxAc heavy duty Dc Standerd duty3 | 60
| Delco Romy series 50 MT model 1990236 serial 82H24 Volts 24 rotation CW (U.S.A) | 800
| Tedding ton DBG/RB/2 0.2/2.86 Kg/CM2 England | 20
| Wood Ward part No 8250-4.55 serial No 1933450 2W7000 | 4
| Relay 3A 250V AC 21127 AP32A2 | 10
| Electronic Card GNMNO E99D01 Serieal No 1377 LOT No43 Ct Co No 5N1955 | 10
| Control Ador-DE (POTENCIA ACTIVA) ApTdo 88 SPPAN FAB 112 Vin 380/220v | 40
| Automatic breaker III DN2 1250 A +Electric command + Auziliary contacts 2 of | 20
| Potenuiometer | 20
| Load sharing speed control | 10
| Electic over Speed snut off | 10
| Electic high water temper ature shut off | 10
| Hydra-Mechanical shut off (HMSO) | 10
02-04-00102 | Mechanical Coverner Control
| Impeller For water Pump | 10
| Oil Filter | 300
| Fuel Filter | 800
| Primary Fuel Filter | 300
| Air Filter | 200
| V Belt (Set 4 belt) for Fan | 20 | SET
| V Belt (Set 2 belt) for all | 40 | SET
| Watter Temp control with thermostat complete | 50
| Oilpressur Complete | 50
| Thermostat Oil temoperature control | 60
| Radiator Fan | 20
| Over all Kit catterpillar for engine | 20
02-04-00103 | MOTOR WITH‚PUMP-5 Hospital
Company: -Willo PUMP
Type Z30 220V,380 Y/D
No. 90492/853-1 Hot Water
Type Z40
No. 0998496/832
D. 0231 418086
DPN 65/140
DPN 65/250-4/4
DOP/Dos 40/90
DPN 40/90
DOR / DOS 50/100
DPN 50/200-17/4
02-04-00104 | MOTOR WITH‚PUMP-6 Hospital
Type with motor complet repair kit for pump
NORM 100/32/18.5/4
NORM 65/20/4/4
Dual DP 80/250/4/4
NORM 125/26/15/4
NORM 80/26/7.5/4
Dual 80/250/4/4
NORM 65/20/3/4
TWIN TS 50/100
TWIN TS 65/125
Vertical position
50CV 4 N 1/80
Q 10/50 HM 36/18 220/380V
Note:
Please describe the items of the set of repair kit of the pump
02-04-00105 | Clock system (5 Hospital) Type: - GT1/6D
Company: - GORGY TIMING
| Reverse circuit board | 40
| Time base circut board Gt1/60 CI | 40
| Power supply circuit board | 40
| Commutation circuit board | 40
| Moniter Clock | 40
| Nickle cadmium Batlery 12V | 40
| Step down transfermer | 10
| Pilot light | 100
| Fuse 1 A | 200
| Slave clock diam 300mm with Sepond hand | 50
| Slave clock diam 300mm with Sepond face | 30
| Slave clock diam 300mm with double face | 30
| Push Butten | 20
| Time recoder | 20
| Key Lot. | 20
| PCB with battery accumulation | 20
| Nickle Cadmium battery | 40
| Step by step movenment | 20
| Pilot light. | 120
| Fuse 0.1A | 200
02-04-00106 | MERLIN GERIN
| Under Voltage Relay TTG 7123 B/8173 (50-60)HZ | 40
Aux CC/DC 110V 226695 73799
| Over power Relay WTGA 7132 A/9085 | 40
In: 5A-50HZ Un:100V 226718 43799
| Earth Fault Protec ITD 7202 B/9746 | 40
In:5A-50HZ Po:3110 100-110/V3
ANG-20 DEG Aux cc/Dc 110V. 226718 43799
| Phase Protec ITD 7211 B/9744 | 120
In: 5A-50HZ Pol :- 100-110V Aux CC/Dc 110V
Power Factor Control Relay BELUK GMBH-
8000 MUNICH 45 INGOLSTADTER STRASSE 62
| BLR 66-Elo | 40
| Capacitor banks rectiphase Sec/Auto- | 240
Cic ATRISANT
DRY/SELF - HEALING-25+55'C C54-100/IEC
70 45KVAR 400V 50HZD NaID 48032
| Circuit Breaken selpact DS2-2538339 | 60
TCO 20940002 In:2500A Un: 500U 50-60HZ
Breaking capacity 220-380-500V. CEIP2-UTE-VDE
50-50-50 KA DIRSA 10000 A
| Circuit Breaker selpact DS2-2038339 | 90
TCO 21179001 In: 2000A Un:500V 50/60 HZ
Break capacity 220-380-500V. CETP2-UTE-VDE
50-50-50KA DIRSA 10000 A
| Circuit Breaker In:1600A Un:500v 50/60HZ | 40
Breaking capacity 220-380V-500V CETP2-UTE-VDE
55-55-50KA DIT5 1600 A Selpact DN2 1638339
DINA 8000 A TCO 21165001
| Circuit Breaker Selpact DS2 2500A 500V 50/60HZ | 20
Break capacity 220 380 500V.
CEL P2-UTE-VDE 50-50-50 KA DIRSA 10000 A
Reference DS2 2538340 , TCO 21040001
| Circuit Breaker Selpact 2000A Un:500V 50/60 HZ | 10
Reference INT: 2038340 , TCO:21046502
| Circuit Breaken Selpact DS2 | 20
In:2000A Un: 500V 50/60 HZ
Break Capacity 220 380 500V
CEI P2-VTE-VDE 50-50-50 KA DIRSA 1000 A
Refrence DS2 2038340, TCO20858001
| Compact circuit breaker C125LB | 80
In Min : 16A-40'C
In Max : 125A-40'C
Un: 660 VN ISC 150 KA-220/240VN
100 KA-380/415 VN
| ISC: 85 KA 240 VN , 50KA-380/415VN | 120
RS INDVCT ANCE
DN: 380V V1 1000 V 50 HZ
S.N: 83-9305 Type : SS50
| LCI-D803 TELE MECANIQUE Contactors | 320
125A Ith: 12A V1:600V
| Thermal relay (Overlood) 95-125A | 320
600V Max ac/dc RA1-HA 95-125
Type: 9M125
| NIFE Nickel cadmium High-Rate | 200
Batteries HIP2
| NIFE Nickel cadmium High-Rate | 40
Batteries HIP25
EQUIPO C.C NIFE Battery charger
Bat. 82 HIP2
CTE ALTERNA 220 V-I Fas-50HZ 12 A
MATRICULA : 47129
Type: 110/10 FE
S.No. B4237
| Lower auxiliary block for selpact DS2 | 40
Circuit Breaker In: 2500A Un: 500V. 50/60HZ
B6-10-Selpact DS2
| Lower quxiliary switch block for selpact DS2 | 40
Circuit breaker
In: 2500A Un: 500V 50/60 HZ
12-16-20-25 selpact DS2
| Complete thermal - Magnetic tripunit for | 40
selpact DS2 Circuit breaker
In:2500A Un: 500V; 50/60 HZ, B6-10-Selpact DS2
| Complete magnetic trip unit for Selpact DS2 | 40
Circuit breaker In: 2500A Un: 500V 50/60 HZ
12-16-20-25 selpact DS2
| Timer for DIRSA and DIRSA-TR Magnetic | 40
relases for selpact DS2 Circuit Breaker
In: 2500A UN: 500V B6-10 + 12-16-20-25 Selpact
DS2
| DIT5 or DIT5G thermal relase box with or without | 40
indication contact for selpact DS2 circuit breaker
B6-10 & 12-16-20-25 Selpact DS2
| A.C Shunt trip relase MX1 & AC Under voltage | 80
relase Mn for Selpact DS2 circuit breaker B6-10
selpact DS2
| D.C Shunt trip relase MX1 & D.C Under voltage | 80
relase Mn for Selpact DS2 circuit breaker
B6-10 selpact DS2
| A.C. Shunt trip relase MX1 & a.c Under voltage | 80
relase Mn for Selpact DS2 circuit breaker B6-10
selpact DS2
| D.C. shunt trip relase MX1 & D.C Under voltage | 80
relase Mn for Selpact DS2 circuit breaker B6-10
selpact DS2
| Electronic time delay for selpact DS2 circuit | 80
breaker
| Micro switches : M1 & M2 & M3 & M4 & M5 & M6 | 200
for B6-10 & 12-16-2--25 selpact DS2
Circuit breakers
| Electrical operating mechanism for selpact | 40
DS2 Circuit breaken B6-10 for selpact DS2
| Electrical operating mechanism for selpact | 40
DS2 Circuit breaker 12-16-20-25 for selpact DS2
| Spring Charging motor for selpact | 40
DS2 Circuit breaker 12-16-20-25 for selpact DS2
| Anti pumping relay for selpact | 40
DS2 Circuit breaker 12-16-20-25 for selpact DS2
| Crandle Micro switch with angle bracket | 80
for selpact DS2 Circuit breaker B6-10 &
12-16-20-25
| Fuses HRC 125 A size (22x5m) | 1000
| Indicating lamp 12Watt & 48 volt. | 1200
| Indicating Lamp 130V & 2.4 watt. | 2000
| Circuit Breaker DN2-1638204 3X1600A | 24
| Circuit Breaker DS2-2038249 (2000A) | 12
| Circuit Breaker DS2-1038249 (1000A) | 12
02-04-00107 | (Electrical Part for AHU)
COMPANY NAME: KLOCKNER-MOFLLER - 5 Hospital
| Contactor Dil 08-22, 220 volt 50HZ | 500
| Contactor Dil 0-22, 220 Volt 50HZ | 500
| Contactor Dil 0A-22, 220 Volt 50HZ | 500
| Contactor Dil 08-80, 220 Volt 50HZ | 500
| Contactor Dil 08-40, 220 Volt 50HZ | 500
| Contactor Dil 08-52, 220 Volt 50HZ | 500
| Contactor Dil 08-62, 220 Volt 50HZ | 500
| Contactor Dil 1-22, 220 Volt 50HZ | 500
| Coil for Each Type contanor above | 100
| Voltage Transformer, N:02876,800VA, 380/220V | 100
380 V-2.1A, 220V-3.6A Type : TRII
| Voltage Transformer, N:2899, 160VA, | 100
380V x 0.42A = 220V x 0.72A, Type : TRII
| Voltage Transformer, 4000VA, 380 to 220V | 100
Type : LVAVII
| Voltage Transformer, 380V to 220V 1000VA | 100
Type :TRII
| Voltage Transformer, N:02396 | 100
380V to 220V , VA:320
| Voltage Transformer, N:0896, 200VA | 100
380 x 0.59A-220V x 0.9A.
| Voltage Transformer, 100VA, N:02900 | 100
| 380V x 0.2SA-220V x 0.45A | 100
| Voltage Transformer, 130VA, N:02878 | 100
380V x 1.3-220V x 2.2A.
| Voltag Transformer, 200VA, N:62922 | 100
220V x 09A-12x16.6A
| Over Load for contactor range 6.7-12A | 150
| Over Load for contactor range 2.1-3.7A | 150
| Over Load for contactor range 16-24A, | 150
Type Z1-24
| Over Load for contactor range 10-16A | 150
| Over Load for contactor range 1.2-2.1A | 150
| Over Load for contactor range 3.7-6.7A | 150
| Over Load for contactor range 10-22.5A | 150
| Over Load for contactor range 6.7-12A | 150
| Over Load for contactor range 0.67-1.2A | 150
| Over Load for contactor range 4.7-6.7 | 150
| Over Load for contactor range 3.7-5.7A | 150
| Current Transformer A 5015, 50HZ, | 100
Cl 313 KV1.2
| Ampermeter 0-300A, Code 72, Pantic 1590520 | 100
| Voltmeter 0-500A, Pantic Code 72 | 100
| Current Transformer A 150015, KA 1.2 CL 0.5/30 | 100
| Current Transformer A 6015, 50HZ, | 100
KA 1.2 CL-313
| Main Switch N6-63, Bs 200H | 100
Itb=63 A155 C, Ic=63
| Main Switch N6-160.Bs 200A, Ic=160, | 100
Ac 23 Ith 160A 155C, IE C 408
| Main Switch N12-100, Ic-160A,Ac 23, | 100
Ith 1600A 155'C
| Main Switch N9-25,Ic 250A, Ith 250A 155'C | 100
| Main Switch N11-630, Ic 620A, Ith 630A 155'C | 100
| Main Switch N9-25, Ic 250A, Ith 250A 155 C | 100
| Relay Floatless Switch Type 61F-GP-N | 50
Volt 220 Volt Ac. second Volt Ac 8V, 50HZ
| Main Switch N6-100 | 100
| Timer dil 08-J3-T, 20-30S, 20-1805 | 150
| Circuit Breaker PKZM 3-40, 32-40A | 40
| Circuit Breaker PKZM 3-25, 16-25 | 50
| Selector Switch Bs max 440 volt, VDE 0660 | 50
Iths=6A, Ac/220/380/500 volt.
| Voltmeter Selector switch, | 100
Ac: 11: 220-380/550V T1-2-14-EW.
02-04-00108 | (Electrical Part)
SUBJECT: MARLIN - GERIN - 5 Hospital
| Incoming Switch in 400A V380 v | 40
3 Pole
| Incoming Switch (400 Ni4P) | 40
| Earth Leakage Module Reh 300A | 40
| Remote Control Box | 300
| Voltage Indicating Lamp | 400
| Isolating transformer 16KVA 220/ | 80
220V
| Isolating Transformer 8KVA 220/ | 80
220V
| Isolating transformer 3.2KV 220/ | 80
220V
| Isolating transformer 2KVA 220/ | 40
220V
| Incoming switch in 160A 3P | 80
| Circuit Breaker C32N15A-1P | 400
| Contactor 80A 3P | 80
| Contactor 25A 3P | 80
| Earth leakege Relay vigil ohm TRa | 80
| Earth Leakege Module 10 mA. | 80
| Earth leakege Module 10 mA. | 200
| Circuit breaker C32N=20A 2P | 100
| Circuit breaker C32N=25A 2P | 100
| Earth Leakege CBT 25A 2P | 80
| Thermal Relay | 80
| Thermal Relay | 80
| Push button | 160
| Remote control Switch 16A-1P | 80
| Remote control Dimmer (LEGRAND) | 80
| Auxillary Switch (SD+OF) | 40
| Auxillary Switch SD | 20
| Isolating Transformer 2KVA 380/ | 20
220V
| Earth leakege ID25A-2P | 20
| Circuit Brcaker C100 63A-3P | 80
| Circuit Brcaker C32N 32A-2P | 200
| Contactor CT40-4P | 80
| Auxilary Relay 20A-2P | 160
| Dimmer Switch 500 Watt type 226 | 320
Complete with cover Plate
| Double Switched sockets 2x13A+E | 400
| Intermediate 20a-switch | 800
02-04-00109 | Equipment: - Cooling towers No. 4829
Air conditioning and heact exchange equipment
Manufacturer: -DESCA IBERICA S.A
Address: 20125 Milano Italy
G 10 Ka 72 Telex: - 330 436
| Blower Qty., for Type TMC-310 | 40
| Float Valve Qty., for Type TMC-310 | 20
| Motor Qty., for Type TMC-310 | 40
| NozzelQty., for Type TMC-310 | 500
| Filling Qty., for Type TMC-310 | 40
| Belt Qty., for Type TMC-310 | 200
| Complete Cooling tower Qty., for Type TMC-310 | 20
| Ball bearing Qty., for Type TMC-310 | 40
Discription
| Blower Qty., for Type TMC 40 | 20
| Float Valve Qty., for Type TMC 40 | 10
| Motor Qty., for Type TMC 40 | 10
| NozzelQty., for Type TMC 40 | 100
| Filling Qty., for Type TMC 40 | 20
| Belt Qty., for Type TMC 40 | 40
| Complete Cooling tower Qty., for Type TMC 40 | 10
| Ball bearing Qty., for Type TMC 40 | 20
02-04-00110 | Equipment: - Air Dryer
Manufacturer: - HIROSS, DE, PURAIR
Address: - DEPMR AIR C/MORETO S.
MADRID - 14- SPAIN Tel- 462, 32. 35020
S.Angelo D. Piove (Pd) Italy
Model: - DXAOOS
Expart S.N: - 90361 Pressure max: - 16 bar
Volt: - 220/240
50 HZ Max.2.5A F: - 12
| Automatic contensate drainer | 20
| Condenser fan motor | 20
| Control thermostat | 20
| Compressor | 20
| Complete Air dryer | 10
| Refrigerrant filter | 30
| Hot gas value | 30
| Breathen value ¼ SAE) | 20
| Fan impellr | 20
| Fan switch | 20
| Lu minous oW/off switch | 20
02-04-00111 | Equiment: Sewage Treatment
Manufacturer: Bacta and FLI/GHT
Address : Flyght³ Bacta
T.D³ Ofecins centrales
01-wiek notlingham ³ C.Augusto 52
NG6 + 2AN³ Tarragona
Telex : 37316³ Spain
| Electric static S-System | 10
SC 185 024
Supply 24 VAC Recycler
| Trans former Polylux | 10
50-60 HZ
Pot 100 VA
Drim : 0-0220-380V
Sec : 24V and 12V
| Level regulator ENH-10 | 10
| Subrnersuble electric pump. | 20
2 inch 1,1 KW type C5 and set of repain kit
| Dosing pump DMR75 | 20
and set of repair kit
| Timer TCC OTD - 30M-24V | 20
| Lamp BA9 24V | 120
| Receculation pump | 10
02-04-00112 | Equipment: Fan coil unit.
Manufacturer: Gould
Motorized valve
Recomanded spare Part Forit.
Address: Could
Carrftera de
Eytremadura KM 20,700
Mostoles - Madrid - Spain
Telex No. 22018 Aigo - e
| Fan coil unit - A/C NVC 800 | 372 | WATT
| Fan coil unit - A/C NVC 600-HCM-5-W | 400
| Fan coil unit - A/C NVC 400-HCM-5-W | 190
| Fan coil unit - A/C NVC 300-HCM-5-W | 160
02-04-00113 | Equipment:- Cold store unit
Company Name:- Huarte ( 5 hospital )
Model:- A) A - 12152 A gas used F-12
B) A - 12201 A gas used F-12
C) A - 502151B gas used F-502
| Compressor150-K-43 HP(1.5) | 40
| Compressor200-L-47.5 HP(2) | 40
| PresostateRanco MOD 017-6701 | 40
| Flexible joint D 3/"41258 FX | 50
| Flexible joint D 5/"81212 FX | 40
| Vie finder (3/"8)FLCIA mod SBI-10 | 30
| Filter dryer (MUFLLER- BRASS)FL 083 O 3/"8 | 60
| Liquid solnoidvalve scem220VVE 145 IRof 3/"8 | 40
| Liquid solenoidvalve bobainsrefno 32940 220V H2 | 60
| Themostatic expansion valve FLICATMXC 2R.12 with nozzel | 60
| Thermostatic expansion valve FLICATMXC 2R.so 2 with nozzel | 40
| Thermostatic expansion valveTMXC 2R.12 with nozzel | 40
| ThermomteterST-100H range-40+40 | 40
| ThermostatRANCO mod C-30 RANGE -3,+40 | 60
| Condenser fan motorVFH60EI 220V 200W RPMI350 | 60
| Evaponator fanGREGAL 2D | 80
| Evaponator fan GREGAL 1.5B | 60
| Defroster clockFRI-60 220V 10A | 40
| ContactorAGUT CL101 a 220V | 80
| ContactorAGUT CL00 a 220V | 80
02-04-00114 | EQUIBMENT: MEDICAL GAS
COMPANY NAME: L. AIR LIQUIDE
QUANTITY INSTALLED: 6 SYSTEM
OXYGEN
| Press gauge D50 brass size inlet 315 barCX0004 | 12
| Mechanical unit for automatic change over type (TT)AG0505 | 12
| Micro-contact for HP ContactorAF0601 | 12
| Metalic diaphram for VSP valveBA0517 | 12
Diaphram for Press reducer
| (T.valve ) regulator 3-16BB0502 | 12
Filter gesket for diaphram for
Pressure reducer 3-16
Filter for filter valve for
| Pressure reducer 3-16 | 24
Nitrous Oxide
| Metallic diiaphram for VSP valveBA0519 | 24
| Diaphram (regulator reducer 3-16) | 24
| All gas outlet valveBA0517 | 12
Complete change over for oxygen andBB0502
| Nitrous oxide (Type PC)BZ0511 | 12
02-04-00115 | EQUIBMENT: VACCUM UNIT
MODEL: VA 60 M2H6 WITH BACTERIOLOGICAL FILTER AND VACUM TRAP NO. SER. B581
ROTATION: 1450 KW: 185 R.MAX BAR 800MB
COMPANY NAME: MILS LYON
QUANTITY INSTALLED: 6 SYSTEM
| Complete sets of maintenace vacum pump VA 60 nclnding02/08/45 01 | 36
Regulation ring 7292 (2)
| Spring washer Q 62 (2)02/08/45 02 | 36
| Anti-Lenkag ring 50.35.10 (2)02/08/45 03 | 36
| Ball bearing 6206 2125 1 (2)02/08/45 04 | 60
| Blad amp 7310 (9)02/08/45 05 | 36
| Inserrred pirt E 8202/08/45 06 | 36
| Fillering cartridge 7536 (1)02/08/45 07 | 36
| Oil filter M 2771 (1)02/08/45 08 | 36
| Joint filter 6783 B (2)02/08/45 09 | 36
| Joints (1)02/08/45 10 | 36
| Inserted joints E8202/08/45 20 | 36
| Cironit breaker coil LX1 D094802/08/45 21 | 24
| Fan Blade (compresor) | 36
| SHAFT | 12
| Sution and Discharqe valve | 24
| Bacterialogical cartiridge B2X 9MC | 24
| Bouton ON/OFF 48V 3.3367.002/08/45 22 | 24
| Electro-Signal under voltage 48V 3-50973.002/08/45 23 | 24
| Electro valve coil Era 48V02/08/45 24 | 24
| Electro valve coil SIRAI 48v02/08/45 25 | 24
| Electronic P.C.B. to control the | 48
| Overhalling kit | 24
02-04-00116 | EQUIBMENT: FIRE ALARM SYSTEM
COMPANY NAME: CERBERUIS- GUINARD
QUANTITY INSTALLED: 6 SYSTEM
| Ionization Smoke Detector F712280228 | 300
| Optical Smoke Detector R700288181 | 60
| Rate of Rise Heat Detector D716332545 | 60
| Iionzation Smake Detector F600 | 60
| Batery Unit GXAE 101225416 | 24
| Retaining Sping FSF6161729 | 120
| Detector DiodeN4007 | 120
| Test Gas Cam REE4171890 | 120
| Zone Modale GFG1-2120218698 | 24
| Active nd of Line AE20222309 | 120
Alarm Signal monitoring
| Module of SE240021107 | 24
| Relay Module GXV1-3198051 | 24
| Automatic relay RHN412BRHN412B | 24
| Battery Mouitoring Module GXA.1245849 | 12
| Organization Module GF01270005a | 24
| Operating Module GXB1268389b | 24
| Supervisory card Module GXU125921b | 12
| Emergerxy monitoring Module GXQ1246000b | 12
| Power Module GX6221070 | 12
02-04-00117 | EQUIBMENT: PUMP
COMPANY NAME: WILO ASCAL. A
QUANTITY INSTALLED: 180 UNIT
Type
| NORM 100/32/18.5/4Complete pump | 18
| NORM 65/20/4/4Complete pump | 18
| Dual DP 80/250/4/4Complete pump | 18
| NORM 80/26/7.5/4Complete pump | 18
| Dual 80/250/4/4Complete pump | 18
| NORM 65/20/3/4Complete pump | 18
| NORM 125/26/15/4Complete pump | 18
| TWIN TS 50/100Complete pump | 18
| TWIN TS 65/125Complete pump | 18
| Vertical Position 50 CV N 1/18 Q 10/18 HM 36/18 220/380VComplete pump | 18
| Submer Suble pump 3 inchComplete pump | 24
| NORM 100/32/18.5/4repair kit | 60
| NORM 65/20/4/4repair kit | 60
| Dual DP 80/250/4/4repair kit | 60
| NORM 80/26/7.5/4repair kit | 60
| Dual 80/250/4/4repair kit | 60
| NORM 65/20/3/4repair kit | 60
| NORM 125/26/15/4repair kit | 60
| TWIN TS 50/100repair kit | 60
| TWIN TS 65/125repair kit | 60
| Vertical Position 50 CV N 1/18 Q 10/18 HM 36/18 220/380Vrepair kit | 60
| Submer Suble pump 3 inch repair kit | 60
02-04-00118 | EQUIPMENT: ELECTRIC PASTRY OVEN
MODEL: 1,000x0, 900 S.No. : 313273
COMPANY NAME: BONNET
QUANTITY INSTALLED: 6
| Heating element 3 KW cach on consist 3 Elemants | 24
| Switch | 24
| Thermostat 50 To 300 C | 36
02-04-00119 | MECHANICAL WORK (CONSUMABLE)
13GENERAL HOSPITALS (400 BEDS) SUPPLIED BY MARUBENI
| Oil Flow Meter G020J-9 | 78 | PCS
| Flow Meter for Feed Water B-F40B | 78 | PCS
| Rubber Hose for Vacuum 55C x 1.100 L | 176 | PCS
| Rubber Hose for Vacuum 18C x 480 L | 176 | PCS
| Fire Brick Cemnt 30kg. | 176 | KGS
| Refrigerant R-502 20Kg/Cylinder | 78 | PCS
| Steamtrap For Heat Exchanger BFF27-2" | 104 | PCS
| Steamtrap for chiller BFF27-1 1/2" | 104 | PCS
| Steamtrap For Boiler Steam header B-10S | 104 | PCS
| Steamtrap For AHU Steam line B-10S | 130 | PCS
| Steamtrap for Drying Tumbler FT10-10 size 1" | 130 | PCS
| Steamtrap For Laundery Press Machine BP-23 Size 2" | 130 | PCS
| Steamtrap for Flatwork Ironer SV-6 Size 3/4" | 130 | PCS
MECHANICAL AND SAN ITARY WORK
Motor 3P 380V 2.2KW
39 PCS
| Electric Heater for ES-220 3P 380V 5KWx2 | 130 | PCS
| Electric Heater For ES-450 3P 380V 6KV x 6KW x 1,3P 380V 10KW x 1 | 130 | SET
| Valve For Level Aguge ABS | 52 | PCS
| Grease for Vacum | 130 | LIT
| Bearing For Each Type Pump | 78 | PCS
| Neadle Valve For Auto blow system of Cooling Water. | 78 | PCS
| Water Flowmeter w-SF50 | 78 | PCS
| Prwssure Reducung Unit RVU-3/4B | 52 | PCS
MECHANICAL AND SAN ITARY WORK
Thermometer 0-120 C 60
26PCS
| Excess Temp. Cut-Off Swich 200V 16A 90C | 52 | PCS
| Low-Water Cut Off Swtch 200V 5A | 52 | PCS
| Compressor For Air con. For WH45MV1 | 360 | PCS
| Thermostat For Air con. For WH45MV1 | 248 | PCS
| Drier filter For Air con. For WH45MV1 | 360 | PCS
| Air Filter For air con. For WH45MV1 | 360 | PCS
| Freon Gas Liquid R-22 10KG/Cylinder | 248 | CYL
02-04-00120 | Sanitary Work
| Sheet Packing | 78 | PCS
| Timing Gear ARS150 | 52 | PCS
| Mlss Meter ML-52 | 26 | PCS
| Washbasin Jacob TOTO L237CF | 78 | PCS
| Foot Valve 200MM | 78 | PCS
| Faucet TGK3A Valve TL340 | 324 | PCS
| Metal Fittings for Faucet TL237 MPG | 324 | PCS
| Metal Fittings for Faucet TGL223 MPA | 324 | PCS
| Line Pump WO-P-1,50P2-52.2 JL | 78 | PCS
| HP-1 40P2-51.5 JL | 52 | PCS
| HP-2 32R2-50.75 JL | 52 | PCS
| HP-3 40R2-51.5 JL | 52 | PCS
| HP-4 32P2-50.4 JL | 52 | PCS
FM Valve 100mm
| V-Trap for ToTo basin 1 1/4 inch | 52
02-04-00121 | Electrical Work
| ACB AH-6B 660V 600A | 26 | PCS
| Floatless Swich 61F-G4 | 130 | PCS
| MCB TG-225 3P125A | 36 | PCS
| MCB TG-100 3P100A | 26 | PCS
| MCB TO-60BA 2P15A | 36 | PCS
| MGS C-20 | 52 | PCS
| Swich Box | 26 | PCS
| Voltage Detecctor | 26 | PCS
| Contact Cleaner Spray Type. | 274 | PCS
| Air Cleaner Element | 124 | PCS
| Incadescent Lamp For Garden Light 230V | 1908 | PCS
| Open phase Relay omron CVP-2-F4 AC100V 85-90V | 52 | PCS
| Open Phase Relay Omron CVP-2-F4 AC90V 25-80V | 52 | PCS
| GPT | 26 | PCS
| Relay NF2-24V AE-1324 | 52 | PCS
| Thermo Meter For Water 510843 | 52 | PCS
| Oil Pressure Gauge 510840 | 52 | PCS
| Water Heater With Thermostat 4KW | 52 | PCS
| Cell Motor 1109979 | 52 | PCS
| Governor Motor 200348 | 52 | PCS
| Fan Belt for Engine | 26 | PCS
| Relay 63 | 52 | PCS
| Relay 5A-S | 52 | PCS
| Relay 5A | 52 | PCS
| Relay 20A-2 | 52 | PCS
| Relay 26W | 52 | PCS
Chemicals
| Daiclean B-701 OR NP05090 | 160000 | KGS
| Daiclean F-504 OR IS1050 | 160000 | KGS
| Kurile L-107 | 16000 | KGS
| Kurizet S-204 | 16000 | KGS
| Kurizet T-225 | 24000 | KGS
| Kurizet S-112 OR AT3225 | 160000 | KGS
| Polycrin A-491 OR NX 1104 | 20000 | KGS
| Kurifresh L-102 | 20000 | KGS
| Kurifresh H-102 | 20000 | KGS
| Polycrin A-411 | 40000 | KGS
| Halogen Biocide Concentrate OX 1200 | 20000 | KGM
02-04-00122 | Mechanical Work
BLDG SP NO.2 (BUILDINGS EXCEPT DOCTOR'S RESIDENCE)
| Pressure Gauge for steam 20Kg/CM2 | 52 | pcs
| Pressure Gauge for oil 10Kg/CM2 ¼"x60 | 52 | pcs
| Oil Gear pump GL-13-5A | 52 | pcs
| Floatless Swich 61F-GPHY | 52 | pcs
| Manual Potention Controller ON406B2S | 52 | pcs
| Magdonel MC#150 JY-2 | 52 | pcs
| Ultra-Vision C7035A | 52 | pcs
| Shield Wire for Photo cell | 78 | pcs
| Fuel Oil Meter FGBB31-00X | 52 | pcs
| Parts for burner | 78 | pcs
| V-Belt for Burner B-36 | 326 | pcs
| Solenoid, Valve for Blow Down PS-8 | 26 | pcs
| Solenoid, Valve for Burner GVD-1008-J | 78 | pcs
| Solenoid, Valve for oil Daily Tank YSP-20AJ | 52 | pcs
| Steam Trap BBF27 2" | 78 | pcs
| Interlock Switch ZE-N-2 | 78 | pcs
| Hour Meter for Boiler 200V | 78 | pcs
| Salution Pump | 52 | pcs
| Refrigerant Pump | 52 | pcs
| Manometer | 26 | pcs
| Condencer Tube | 2200 | pcs
| Absorber Tube | 2800 | pcs
| Evaporater Tube | 2600 | pcs
| Drain Strainer | 52 | pcs
| Rubber Band for Pipe of Joint Chilled & Cooling Water | 78 | pcs
| Pressure Gauge 3Kg/CM2 | 26 | pcs
| V Belt B-83 | 724 | pcs
| Fan Motor 380V 5.5KW | 78 | pcs
| A-47 | 260
| A-48 | 130
| A-49 | 130
| A-50 | 130
| A-55 | 130
| A-56 | 130
| A-57 | 260
| A-58 | 260
| A-60 | 260
| A-63 | 260
| A-64 | 260
| A-65 | 260
| A-66 | 130
| A-68 | 130
| A-69 | 130
| A-70 | 130
| A-71 | 260
| A-72 | 260
| A-73 | 130
| A-74 | 260
| A-75 | 130
| A-76 | 130
| A-78 | 260
| A-80 | 130
| A-82 | 260
| A-89 | 130
| A-92 | 260
| A-104 | 260
| V-BELT 310775 | 130
| V-BELT 13 X925 | 130
| V-BELT B-36 | 260
| B-64 | 130
| B-67 | 130
| B-72 | 260
| B-74 | 260
| B-76 | 130
| B-81 | 130
| B-82 | 260
| B-84 | 130
| B-85 | 130
| B-86 | 130
| B-87 | 130
| B-89 | 130
| B-91 | 130
| B-92 | 130
| B-94 | 130
| B-95 | 130
| B-97 | 130
| B-100 | 130
| B-102 | 130
| B-104 | 130
| B-105 | 130
| B-110 | 130
| B-113 | 130
| B-123 | 260
| B-128 | 130
| B-144 | 130
| B-146 | 130
| V-BELT C-105 | 260
| C-108 | 130
| C-109` | 130
| C-112 | 130
| C-115 | 130
| V-BELT SV-1060 | 130
| SV-1250 | 130
| SV-1400 | 130
| BEARING UCP-310 | 600
| UCP-306 | 600
| UCP-308 | 600
| UCP-206 | 600
| UCP-310 | 600
| UCP-207 | 260
| UCP-311 | 260
| UCP-209 | 260
| UCP-206CE | 260
| UCP-210 | 260
| UCP-205 | 260
| UCP- 212 | 260
| CUCP-206CE | 260
| CUCP-206CF | 260
| B-4 | 600
| UC-201 | 260
| -BEARING 6202 ZZ FOR MOTOR 0.2KW | 520
| -BEARING 6203 ZZ FOR MOTOR 0.4KW | 520
| -BEARING 6205 ZZ FOR MOTOR 2.21.5 KW | 520
| -BEARING 6306 ZZ FOR MOTOR 307 KW | 520
| -BEARING 6206ZZ FOR MOTOR | 520
| -BEARING 6308 ZZ FOR MOTOR 5.5 KW | 520
| -BEARING 6308 FOR MOTOR | 532
| -BEARING 6208 FOR MOTOR | 520
| -BEARING 6309 FOR MOTOR 15 KW | 520
| -BEARING 6311 FOR MOTOR 22 KW | 520
| -BEARING 6312 FOR MOTOR 30 KW | 520
| -BEARING6314 Z FOR MOTOR 37 KW | 520
| BEARING6314ZZ FOR Motor | 520
| BEARING6201 | 520
| BEARING6310 Z | 520
| -BEARING6307 ZZ FOR MOTOR –11KW | 520
| BEARING6305 | 520
| BEARING 6205 | 520
| BEARING 6204 | 520
| BEARING 6206 Z | 520
| BEARING 6202 | 520
| 3 Way Solenoid Valve NT-06A-100 | 78 | pcs
| Pressure Gauge 5Kg/CM2 | 276 | pcs
| Pressure Gauge 20G/CM2 | 26 | pcs
| Level Meter for oil S-150,0.5-5.5x1000 L | 52 | pcs
| Spare Pump P-11, 2.2KW, 380V | 52 | pcs
| Spare Pump P-13, 1.5KW, 380V | 52 | pcs
| Spare Pump WO-P-1, 2.2KW, 380V | 52 | pcs
| Spare motor 7.5KW, 380V | 52 | pcs
| Spare motor 11KW, 380V | 52 | pcs
| Spare motor 18.5KW, 380V | 52 | pcs
| Spare motor 2.2KW, 380V | 52 | pcs
| Bearing for Motor 11KW | 52 | pcs
| Bearing for Motor 18.5KW | 78 | pcs
| Libr Solution | 20000 | kg
| Chemical Wash Solution for Chiller P-260 | 17200 | Kg
| Brush steel 13,17 Nylon 16,20 | 78 | pcs
| Packing Cover Seal | 78 | pcs
| Gasket For Vaccum Pump PR-180BGH | 78 | pcs
| Packing "Five ION TM" | 274 | pcs
| Sheet Packing Asbested 3MMx1,270MMx1,270MM | 104 | pcs
| Sheet Packing Asbested 0.5MMx1,270MMx1,270MM | 104 | pcs
| Grand Packing Asbested Yarn 3/8 | 78 | pcs
| Grand Packing Asbested Yarn 1/2 | 78 | pcs
| Grand Packing Asbested Yarn 3 MM | 812 | pcs
| Valve Compound coarse 650ml/Tube | 274 | Tube
| Valve Compound middle 650ml/Tube | 274 | Tube
| Valve Compound fine 650ml/Tube | 274 | Tube
| Graphite Paste 500g/Can | 538 | can
| Anticorrosive Material Spray CRC-5-56 | 274 | can
| Adhesive Aron Alfa AA-20G/PCS | 52 | pcs
| Record Sheet (Roll) 83102454-001- 89mmx60 | 1060 | pcs
| Data File tape 83102466-001 | 104 | pcs
| Ram Test Tape 83138811-021 | 104 | pcs
| Thermometer 0-150 C | 274 | pcs
| Thermometer 0-100 C | 1334 | pcs
| Filter for Air Trap G-7C | 52 | pcs
| Controler L404F 1342 | 52 | pcs
| Auxilary Relay MK3P | 52 | pcs
| Magent Switch S-A11 | 52 | pcs
| Controller VL-550-3T | 52 | pcs
| Stand by Battery for C.P.U 14501855-001 12V-5.0 A | 78 | pcs
| Stand by Battery for D.G.P 14502471-001 12V-2.0A | 78 | pcs
| Vaccum Pump for Chiller RP-180BGH | 78 | pcs
| Wire Brush for Boiler Smoke pipe (Large) | 176 | pcs
| Wire Brush for boiler Stay pipe (Small) | 176 | pcs
| Battery for conductivity meter. | 326 | pcs
| Battry for PH Meter | 326 | pcs
| Thermostat RW-1252P-022 | 60 | pcs
| Thermostat RW-1502P-018 | 124 | pcs
| Pedal shaft RW-1502-044 | 124 | pcs
| Refrigerant R-12 20kg | 200 | Cyl
| Refrigerant R-22 20mg | 200 | cyl
| Mech. Seal for Fuel oil pump GL-13-5A | 104 | pcs
| Spare motor 0.2 kw | 130
| Spare motor 0.5 kw | 130
| Spare motor 5.5 kw | 130
| Spare motor 15 Kw | 130
02-04-00123 | ELECTRICAL WORK
| Air Circuit breaker AH-30C | 52 | pcs
| Air Circuit breaker AH-16B | 52 | pcs
| Flourescent Lamp FL-10W | 1236 | pcs
| Remote Control switch Matsushita WR8503 3 Cang AC24V 1.5A | 124 | pcs
| Remote control Switch Matsushita WR8503 1 Gang | 124 | pcs
| Contact for Magnetic Switch M4-18 | 104 | pcs
| Contact for Magnetic Switch M4-25 | 104 | pcs
| Contact for Magnetic Switch M4-35 | 104 | pcs
| Contact for Magnetic Switch C4-25 | 104 | pcs
| Contact for Magnetic Switch C4-35 | 104 | pcs
| Contact for Magnetic Switch C3-65 | 104 | pcs
| Contact for Magnetic Switch M3-65 | 104 | pcs
| Contact for magnetic Switch M3-80 | 104 | pcs
| Current Transformer B-5B 1150V 5VA 100AT | 52 | pcs
| Current Transformer B-5B 1150V 5VA 120AT | 52 | pcs
| Current Transformer B-5B 1150V 5VA 150AT | 52 | pcs
| Ribbon OHM QRZG-IB 200W | 52 | pcs
| Time Delate relay ERY-2130SB | 52 | pcs
| Command Switch S-302 | 20 | pcs
| Fuse GTX5A | 1334 | pcs
| Motor control Cercuit Breaker P225B 3 Pole | 52 | pcs
| Clear Hardglass GLOBS 350 | 78 | pcs
| Clear Hardglass GLOBS 500 | 78 | pcs
| Battery for Ex.Light (National) FK19401, for 10W | 78 | pcs
| Photo Cell Switch Water Proof type 3A | 78 | pcs
| Thermo meter for generator exhaust air | 30 | pcs
| SNAP ring remover for genertor. | 26 | can
| Pipe Plug 3/8 Straight for generator. | 20 | can
| Pipe plug 3/8L type for generator | 20 | can
| Insulation vinlyly Tape 19MMx20Mx0.2T | 1334 | can
| Prom Card 14502154-014 | 26 | pcs
| TTY 1/F Card 14501810-002 | 26 | pcs
| CPU Card 14501692-001 | 26 | pcs
| 1/0 1/F Card 14501690-002 | 26 | pcs
| Cassete 1/F Card 14502590-001 | 26 | pcs
| RAM Card (8KW) 14502816-001 | 26 | pcs
| RAM Card (4KW) 14502816-002 | 26 | pcs
| Power Supply Card (RAM) 14503166-001 | 26 | pcs
| Power Supply Card (RAM) 14503164-001 | 26 | pcs
| Annunciator 14501676-002 | 26 | pcs
| Annunciator 14501678-001 | 26 | pcs
| Annunciator 14501680-004 | 26 | pcs
| Annunciator 14501710-004 | 26 | pcs
| Grasphic Panel 14503348-001 | 26 | pcs
| Grasphic Panel 14501710-004 | 26 | pcs
| Printer 14501660-001 | 26 | pcs
| Printer 14501656-002 | 26 | pcs
| Printer 14501658-001 | 26 | pcs
| Printer 14501662-001 | 26 | pcs
| Opertion Panel 14501676-001 | 26 | pcs
| Opertion Printer 14501884-001 | 26 | pcs
| Opertion Printer 14501674-003 | 26 | pcs
| Opertion Printer 14501710-004 | 26 | pcs
| Opertion Printer 14501670-002 | 26 | pcs
| Opertion Printer 14501666-004 | 26 | pcs
| TPS Card 14501892 | 26 | pcs
| Exchanger XC-019A | 20 | pcs
| Termostat Switch 220V 16A 30-50DEG With Temp. Sencer. | 124 | pcs
02-04-00124 | SANIT ARY WORK
| Motor For burner DG-20-380V | 26 | pcs
| Thermal Relay BHK9-04 | 26 | pcs
| Air pressure switch Burner C-4052A | 26 | pcs
| Transformer Burner 7KV | 26 | pcs
| Pilot Gas Magnetic Valve | 26 | pcs
| Safety Break Valve | 26 | pcs
| Main Magnetic Valve | 26 | pcs
| Protact Relay | 52 | pcs
| Bacterial Filter Wool | 78 | pcs
| Jet Fire Hose With Nozzle 40A DA type 1-1/2"x15M for Hose UES-80 for Nozzle | 124 | set
| Oil Guage For Blower VRS-80 | 78 | pcs
| Control Unit Assemble | 52 | pcs
| Injectior Nozzle CDV-PVC | 78 | pcs
| HRD 075D for Control Panel Pump Hose 34/50-A | 28 | pcs
| BSN 522 F11 for Control Panel | 28 | pcs
| TDY.30 F11 for control Panel 30 SEC (50HZ 230V) | 28 | pcs
| TDL.30 F11 for Control Panel 30 SEC (50HZ 230V) | 28 | pcs
| LTD 30 F11 for Control Panel 30 MIN 200V | 28 | pcs
| MUD 5.240 for control Panel | 28 | pcs
| MUD 5.231 for Control Panel | 28 | pcs
| Timer TU-6H AC200V 50 HZ | 28 | pcs
| Thermometer -40C -+ 40C | 26 | pcs
| Blade K-7 | 538 | pcs
| Blade K-18 | 78 | pcs
| Flash Valve TV150NS | 274 | pcs
| Roun Rubber Pucking SP-5 | 130 | pcs
| Molybdenum Paste G-Waste 100G | 124 | pcs
| Brass Plate 0.01MM | 26 | pcs
| Brass Plate 0.02MM | 26 | pcs
| Brass Plate 0.05MM | 26 | pcs
| Brass Plate 0.1MM | 26 | pcs
| Chemical for Extinguisher 10-LP | 274 | pcs
| Chemical for Extinguisher CO2 Cartridge | 274 | pcs
| Ball Tap 20MM | 26 | pcs
| Silicon Sealang KE-42WS-RTV | 592 | pcs
| Silicon Sealang KE-42-RTV | 538 | pcs
| Silicon Sealang KE-45S-RTV | 1060 | pcs
| Silicon Sealang KE-42 | 538 | pcs
| Screw Glange 100A 10K (Biochemical Oxygen Demand) | 78 | pcs
| Componal W-Type WK-10 | 22 | pcs
| A-Unit A-5 | 26 | pcs
02-04-00125 | (PUMP)
| Pump SP-1 UBL-MV 3.7KW 50HZ 380V 4P | 78 | pcs
| Pump SP-2 UBL-MV 1.5KW 50HZ 380V 3.7A 2P | 78 | pcs
| Pump SP-3 UBL-MV 2.2KW 50HZ 380V 5.2A 4P | 78 | pcs
| Pump SP-4 UBL-MV 3.7KW 50HZ 380V 80A 2P | 78 | pcs
| Pump SP-5 UBL-MV 3.7KW 50HZ 380V 80A 2P | 78 | pcs
02-04-00126 | (SUBMERSIBLE PUMP)
| Sewage pump CPJ652Y 651J | 78 | pcs
| Effluent Pump CP652Y 651 | 52 | pcs
| Deforming Pump AH 50Y 503 | 52 | pcs
| Sludge Pump CUF652Y 653V | 52 | pcs
| Magnet Switch of Incinerator SRC3631-02 (4A) | 78 | LTR
| Magnet Switch of Incinerator FMCA-1 1A1B | 26 | LTR
| No Fuse Breaker 3 200V 2.5KW | 26 | PCS
| Temperature Fuse 250V 15A109C | 538 | PCS
| Flush Valve for Toilet TY-750S | 52 | PCS
| Flush Valve for Toilet TN-150N | 52 | PCS
| Flush Valve for Toilet T-60P | 52 | PCS
| Piston Valve For Flash Valve TH323 (TV-750S) | 300 | PCS
| Piston Valve For Flash Valve TH300 (TN-150N) | 300 | PCS
| Piston Valve For Flash Valve TH311 (T-60P) | 300 | PCS
| Packing TH322 | 304 | PCS
| Packing TN322 | 304 | PCS
| Faucet T113 AM13 | 304
02-04-00127 | PIPING MATERIALS
| TEE for Galvanized Steel Pipe 15MM | 260 | pcs
| TEE for Galvanized Steel Pipe 20MM | 260 | pcs
| TEE for Galvanized Steel Pipe 25MM | 260 | pcs
| TEE for Galvanized Steel Pipe 32MM | 260 | pcs
| TEE for Galvanized Steel Pipe 40MM | 260 | pcs
| TEE for Galvanized Steel Pipe 50MM | 260 | pcs
| Elbow For Calvanized Steel Pipe 15MM | 260 | pcs
| Elbow For Calvanized Steel Pipe 20MM | 260 | pcs
| Elbow For Calvanized Steel Pipe 25MM | 260 | pcs
| Elbow For Calvanized Steel Pipe 32MM | 260 | pcs
| Elbow For Calvanized Steel Pipe 40MM | 260 | pcs
| Elbow For Calvanized Steel Pipe 50MM | 260 | pcs
| Shor nipple 15mm | 260 | pcs
| Shor Nipple 12MM | 260 | pcs
| Shor Nipple 25MM | 260 | pcs
| Shor Nipple 32MM | 260 | pcs
| Shor Nipple 40MM | 260 | pcs
| Shor Nipple 50MM | 260 | pcs
| Union coupling for Pipe 15MM | 260 | pcs
| Union coupling for Pipe 20MM | 260 | pcs
| Union coupling for Pipe 25MM | 260 | pcs
| Union coupling for Pipe 35MM | 260 | pcs
| Union coupling for Pipe 40MM | 260 | pcs
| Union coupling for Pipe 50MM | 260 | pcs
| Reducer for Pipe 20-32 | 272 | pcs
| Reducer for Pipe 25-32 | 272 | pcs
| Reducer for Pipe 32-40 | 272 | pcs
| Reducer for Pipe 40-50 | 272 | pcs
| Gate Valve 20 5K | 52 | pcs
| Gate Valve 25 5K | 52 | pcs
| Gate Valve 32 5K | 52 | pcs
| Stop Valve 20 10K | 52 | pcs
| Stop Valve 25 10K | 52 | pcs
| Stop Valve 32 10k | 52 | pcs
| Faucet T-32 AR13 PT 1/2 | 72 | pcs
| Faucet Coupling TH219 T26-20 | 72 | pcs
| Faucet Packing TH222 | 2.658 | pcs
| Faucet Packing TH223 | 1334 | pcs
| Sheet Packing Neoprene 1MM X 1000 | 104 | pcs
| Sheet Packing Neoprene 2MM X 900 | 104 | pcs
| Sheet Packing Neoprene 3MM X 900 | 104 | pcs
| Sheet Packing Asbested 1MM X 900 | 104 | pcs
| Sheet Packing Asbested 2MM X 900 | 104 | pcs
| Sealer Helmetic 500G/CAN | 124 | can
| Vinyle Tape with Adhesive W-50MM | 52 | pcs
| Jute Tape 100W x 15M | 260 | pcs
| GATE Valve ½ “ | 104
| GATE Valve 1½ “ | 104
| Bolt antnut (15 mm x 10 mm) | 104
02-04-00128 | (Flexibel tube)
| Flange Type 20A | 260 | pcs
| Flange Type 25A | 260 | pcs
| Flange Type 32A | 260 | pcs
| Flange Type 40A | 260 | pcs
| Flange Type 50A | 260 | pcs
| Flange Type 65A | 260 | pcs
| Flange Type 80A | 260 | pcs
| Flange Type 100A | 260 | pcs
| Flange Type 120A | 260 | pcs
| Screw Type 20A | 260 | pcs
| Screw Type 40A | 26 | pcs
| Screw Type 50A | 26 | pcs
02-04-00129 | OTHERS
| Temperature Fuse 90 C | 274 | pcs
| High Pressure Cleaner 12 Liter/Min (Mini Jeter 750) 0.75KW 200V | 26 | pcs
| Stopper For Floor | 52 | pcs
| Fuse 120C | 538 | pcs
| Fuse Holder 30 x 150 | 78 | pcs
| Ceiling board White RP | 2538 | pcs
| Ceiling Board Blue SP-2 | 2274 | pcs
| 02 Concentration Meter Portable Type | 26 | pcs
| Limit Switch Ass'y For Shutter LG2 | 26 | pcs
02-04-00130 | MECHANICAL AND SANITARY WORK
BLDG SP NO.2 (DOCTOR'S RESIDENCE FOR EIGHT HOSPITALS)
| Pump LP-3 | 78 | Pcs
| Thermostat 200V 16A 30-80C | 36 | pcs
| Circulating Pump 380V LOV-MV HP-5 | 52 | pcs
| Pressure Gauge 0-6KG/CM | 48 | pcs
| Earth leakage Breaker 3P60AF40AT 30MA | 26 | pcs
| Pilot Lamp (White) 200V 0.55W Neon | 80 | pcs
| Pilot Lamp (Green) 200V 0.55W Neon | 80 | pcs
| Grass Fuse 200V 3A | 144 | pcs
| Magnetic contactor 3P 380V 26A, Coil V.200V | 26 | pcs
| Air conditioner WH45LBV3A | 80 | pcs
| Nozle Assembly RW-1502P-024 | 80 | pcs
| Water Valve RW-1502P-027 | 260 | pcs
| Flow control Equipment RW-1502P-018 | 260 | pcs
| Thermostat RW-1252-022 | 260 | pcs
| Fan Motor RW-1502P-901 | 260 | pcs
| Glass Filler RW-2000PTC-903 | 260 | pcs
| Condenser Fan RW-1251P-019 | 260 | pcs
| Compressor RD-2008E-901 | 260 | pcs
| Liner Ring For LP-3 | 26 | pcs
| Gland Packing for LP-3 | 52 | pcs
| Bearing for LP-3 | 52 | pcs
| Rubber for coupling for LP-3 | 78 | pcs
| Mecanical Seal for HP-5 | 26 | pcs
| Pressure Gauge 0-6LG/CM2 | 26 | pcs
| Flexible Pipe Unit 50MM x 600MM | 26 | pcs
| For Flange 50MM x 300MM | 26 | pcs
02-04-00131 | ELECTRICAL WORK
| Volt Meter (DAIICHI KEIKI) 0-600A | 26 | pcs
| AM-Meter (DAIICHI KEIKI) 0-600A | 26 | pcs
| Potential transformer (Minato work) 440V/Route3 | 26 | pcs
| Current Transformer (Minato Work) 600/5A | 26 | pcs
| Plug Fuse 10A | 160 | pcs
| Plug Fuse 5A | 288 | pcs
| No Fuse Breaker 3P100A | 26 | pcs
| No Fuse Breaker 2P 30A | 26 | pcs
| No Fuse Breaker 1P 20A | 144 | pcs
| No Fuse Breaker 1P 15A | 144 | pcs
| No Fuse Breaker 4P 50A | 26 | pcs
| No Fuse Breaker 4P 20A | 26 | pcs
| No Fuse Breaker 4P100A | 26 | pcs
| No Fuse Breaker 3P 50A | 26 | pcs
| No Fuse Breaker 3P 20A | 26 | pcs
| AM-Meter 0-5A | 26 | pcs
| Pilot Lamp LP-102 | 344 | pcs
| Ballast FL40 x 2 230V | 264 | pcs
| Ballast FL40 x 1 230V | 264 | pcs
| Socket For FL Lamp L-122 | 208 | pcs
| Glabe F5 | 264 | pcs
| Glabe F7 | 264 | pcs
| Glabe F8 | 264 | pcs
| Glabe F9 | 264 | pcs
| Fuse 30A | 1408 | Pcs
02-04-00132 | spare parts reparting materials for bulding 13GH building
| floor vinyl tile TW140 | 2260 | box
| floor vinyl tile TW142 | 2260 | box
| floor vinyl tile TW111 | 2260 | box
| Floor Vinyl Tile TW132 | 2260 | Box
| Floor Vinyl Tile TW131 | 226000 | sht
| Floor Vinyl Tile ANTI-Radiation XVT | 2520 | sht
| Floor Ceramic TILE 121-A | 22600 | sht
| Adhesive For PVL Base | 226 | Lot
| Wall Ceramic TILE N-101 | 252 | M2
| Wall Ceramic TILE NDH-32 | 252 | M2
| Celing Acoustic Tile 600 x 1,200 TRT | 25200 | Sht
| Celing Acoustic TILE 600 x 600 TRT | 30400 | Sht
| Rock Wool Board GEP 600 x 600 RB | 22600 | Sht
| Clinder Lock W/Nobe | 260 | pcs
| Door Closer For Wooden Door | 100 | pair
| Sadh Lock for ALM Window 8GH | 260 | pair
| Sadh Lock for ALM Window 5GH | 260 | pair
| Hinge for W/C | 260 | pcs
| Latch for W/C | 260 | pcs
| Hinge | 520 | pcs
| ARM STOPPER | 520 | pcs
| Gaschete | 100 | pcs
| Hingge | 520 | pcs
Vinyle clad gypsum panal with panal clip for wall
| (12x2500x600) | 800 | pcs
| Magnets lacth | 520 | pcs
| Floor Viny tile TW 141 | 1000 | box
| Floor viny tile TW 150 | 1000 | box
| Floor viny tile TW 120 | 1000 | box
| Floor viny tile Tw 133 | 1000 | box
02-04-00133 | spare Parts For Sliding Door, Toilet, Handicapped
| Rail With Accessaory | 288 | set
| Door Hanger | 208 | set
| Guide Roller | 208 | pcs
| Door Handle | 208 | set
| Door Lock | 208 | set
02-04-00134 | (REAGENT)
| PH test paper (10-12) | 15600 | pcs
| PH test paper (1-11) | 520 | m
| PH test paper (5-8) | 10400 | pcs
02-04-00135 | P- Alkalinity
| Indicator | 5200 | mi
| No.1 Reagent | 5200 | mi
02-04-00136 | M- Alkalinity
| Indicator | 5200 | ml
| No. 1 Reagent | 18200 | ml
02-04-00137 | Chloride ion indicator
| No.A Reagent | 5200 | ml
| No.B Reagent | 7800 | ml
02-04-00138 | Total harsness
| Indicator | 10400 | ml
| No.1 Reagent | 800000 | ml
| No.3 Reagent | 10400 | ml
| Sulfate test paper | 5200 | pcs
| Residual chlorine indicator | 2600 | ml
02-04-00139 | Phosphat Ion
| No.1 Reagent | 5200 | ml
| No.2 Reagent | 5200 | ml
| No.3 Reagent | 5200 | ml
02-04-00140 | Silicate 10 n
| No.2 reagent | 52000 | ml
| No.5 reagent | 52000 | ml
| No.6 reagent | 52000 | ml
02-04-00141 | Chlorid c-10n
| No. indicator | 1560 | ml
| No. 1 Tablet | 7400 | ml
| No.2 Tablet | 81400 | ml
02-04-00142 | Filter paper
| Sc- 9-CM | 2600 | pcs
| Sc- 11-CM | 2600 | pcs
02-04-00143 | HOSPITAL WATER TREATMENT SERVICE CHEMICHAL
| 1-COOLING WATER SYSTEM | 100 | ton
1.1. corrosion & scale inhibitor concentrate
Multi- functional liquid all organic inhibitor with good dispersing & PH - free properties. Product must be non- – chromate. Zinc saltes are accepted. It must be biodegradable & compatible with the source & make-up water characteristics. Acarboxylated acrylic copolymer with medium M.W of > 2000 with high dispersing power is preferred.
the proposed inhibitor must be field proven in well known referenced facilities with a track corrosion control rate of < 5 MPY
Concentration of the active ingredient in product must be stated & dosage in make-up water should be < 15 PPM for NC>2.
In - plant shelf life must be 2 years minimum.
| 1.2 biocide - liquid algaecide- bactericide | 100 | ton
It must bebiodegradable & comptible with corrosion - scale control programme to be used in the system. Product must have strong dispersant ingerdient for effective slim penetration. Amixture of isothiazol ones with quaternary ammonium salts is preferred. Dosing rates of the product are to be defined.
In- plant shelf life of product should be 2 years minimum .
| 1.3 halogen biocide concentrate | 40 | ton
Chlorine - bromine formulation containing 55% total CL2 equivalent as minimum. it must be in tablet or granular from with abrminator & a testing kit
2- BOILER WATER INTERNAL TREATMENT CHEMICHALS
| 2.1 hardness leakage conditioner | 120 | ton
Product must be a combination of polymers in an alkaline media with good dispersing & antiform ingredients. The polymers must be FDA approved for contact with foodstuffs. Product must be able to remove old deposits of CaH, MgH, silica & iron oxides effectively with time and increased dosing rates the condtioner must not have inherent hide -out phenomenal effects when used at high dosages types & concentrations of active ingredientes in the product must be stated. in - plant shelf life should be 2 yeares minimum
| 2.2 catalysed sodium sulfite oxygen scavenger | 100 | ton
Product is to be a catalyzed sodium sulfite oxygen scavenger non-toxic & FDA approved for contact with foodstuff s.
in plant shelf life should be 2 years minimum
| 2.3 cyclohexa amin . conen sate corrosoin inhibitor | 30 | ton
| 3. STRONG CATION RESIN (SODIUM CYCLE) | 100 | ton
strong cation resin working on sodium cycle similar to PUROLITE C-100 or equivelent. Code sodium base (DIAION - SKIB)
4. AFTER SALES SERVICES
the following technical service should be renderd free of charge & are an integral part of the scope of supply of the foregoing
4.1 routine techical assistance
this is to be extended for periodos of one week on quarterly round tour basis during the envisaged 2 years chemical application programe
4.2 technical documentation
complet sets of technical data sheets & service manuals for the use & analysis of the delivered products
4.3 testing aparata
All necessaty testing equipment for all the specified analysis during the planned duration of the employ of the supplied product s including but not limited to corrosion coupons PAIR monitors, phototesters.... etc
4.4 testing reagents
all necessary chemicales & prepared reagent required for product analytical evalution are to be supplied on Bi-annual basis for the whole planned period of the agreed programme commissioning
4.5 training
training of refinery techical personal who are directly in charge of the product application & programme monitoring for ten days at vendores production facilities
02-04-00144 | REAGENT
SADDAM MEDICAL CITY
| 1. iodine (I2) powder | 10 | kg
| 2. potasium iodide (KI) powder | 10 | kg
| 3. acetic acid ( CH3COOH)solution | 20 | litter
| 4. strach - powder | 10 | kg
| 5. potasium hydroxide- powder | 10 | kg
| 6. ammonium molybdate MONH4 | 10 | kg
| 7.hydroqivion - powder | 10 | kg
| 8. sulphoric acid H2SO4- solution | 20 | litter
| 9. potasium carbonate powder- K2CO3 | 10 | kg
| 10. methyl orange- solution | 20 | litter
| 11.methanol alcohol | 20 | litter
| 12. ethanol alcohol | 20 | litter
| 13. phenole phtaline | 10 | kg
| 14 . sodiumthiosulfite | 10 | kg
| 15. ethylene diaminetetra actic acid | 10 | kg
| 16. super black powde | 10 | kg
02-04-00145 | REAGENT
Site:saddam Medical city
| PH test paper (10-12) | 15600 | pcs
| PH test paper (1-11) | 520 | m
| PH test paper (5-8) | 10400 | pcs
02-04-00146 | P- Alkalinity
| Indicator | 5200 | ml
| No.1 Reagent | 5200 | ml
02-04-00147 | M- Alkalinity
| Indicator | 5200 | ml
| No. 1 Reagent | 18200 | ml
02-04-00148 | Chloride ion indicator
| No.A Reagent | 5200 | ml
| No.B Reagent | 7800 | ml
02-04-00149 | TOTAL HARSNESS
| Indicator | 10400 | ml
| No.1 Reagent | 800000 | ml
| No.3 Reagent | 10400 | ml
| Sulfate test paper | 5200 | pcs
| Residual chlorine indicator | 2600 | ml
02-04-00150 | Phosphat Ion
| No.1 Reagent | 5200 | ml
| No.2 Reagent | 5200 | ml
| No.3 Reagent | 5200 | ml
02-04-00151 | Silicate 10 n
| No.2 reagent | 52000 | ml
| No.5 reagent | 52000 | ml
| No.6 reagent | 52000 | ml
02-04-00152 | Chlorid c-10n
| No. indicator | 1560 | ml
| No. 1 Tablet | 7400 | ml
| No.2 Tablet | 81400 | ml
02-04-00153 | Filter paper
| Sc- 9-CM | 2600 | pcs
| Sc- 11-CM | 2600 | pcs
Equipment :- medical gas
02-04-00154 | Oxygen
| Pigtail connecting tube and packing | 200
| 1 st stage pressure reducing valve diaphram and seat. | 52 | set
| Second stage pressure reducing valve diaphram and seat. | 52 | set
| Filter | 2600
| Change over device pressure gauge | 78
| Elestic cord for overhead Outlet. | 520
| Warning panel indicator buld | 130
| Warning panel indicator bazzer | 78
| Pressure control | 52
| Central oxygen distribution board | 26
02-04-00155 | Nitrous Oxide
| Pigtail connecting tube | 130
| 1 st stage pressure reducing valve diaphram and seat. | 78
| Second stage pressure reducing valve diaphram and seat. | 78
| Strainer | 78
| Central Nitrus distributia board | 26
02-04-00156 | Airline
| Repairing Kit for compressor airline | 78
| Relay for compressor | 26
| Solenoid valve | 26
| Filter element | 104
| Pacterial filter element | 104
| V- belt B-82 | 52
| Pitot Lamp Buld for control panel | 104
| Complete compressa with sparepont | 4
02-04-00157 | Vaccum Line
| solenoid valve for water | 52
| Vaccum pump and motor complete | 52
| Water ring pump | 26
| Repairing Kit for Vaccum (Pump+Motor) | 78
| Control Panel. | 26
| Pilot Lamp bulb for control Panel | 104
02-04-00158 | Equipment :- battery
| KOH solution | 3000
| Catalyst plug (75 dia, L111) | 260
| Battery dry charged cell 600AH Nickle cadmuim QFW 600E Floating Voltage 1.35v/Cell | 260
| Thyristor 10P55G (5-10) | 78
| Battery 200 AH | 130
| Electrolyte polycon | 26
| Change over switch DM20 AC, 600v | 78
| Battery (AMH-50E) | 520
| Catalyst plug (RIA Type) | 1040
| Gate control device (5-8) (GRTA-31,15A) | 52
| Battery (QKC-80) | 260
| Fuse CR-2K 250 75A | 78
| Fuse AB-2N – 30A | 78
| Fuse P-413.1.3A | 78
| Thyristor 50 P4 5G | 78
| Silicon dropper 10M40 | 78
| Relay MY2 | 26
| Timer Relay H3Y-4 | 26
| Silicon diode Qc-113 HI (5-11) | 26
| Lamp 18V - 0.11A | 1400
| Printed board AED-6A 5-7 | 26
Printed board D2-100 5-9
| Lioh Solution | 13 650 liter | liter
02-04-00159 | Equipment :- transformer
| Gasket set | 26
| Bnchholz relay(2.8-34L/sec) | 26
| Dehyd rating breather Silicagel (1.0 L) | 104
| Control board No. Load tap changer | 78
| Tripping coil (E2-4) | 26
| MHT Tripping Coil | 26
| Charging motor | 26
| Coil for latch release | 26
| High voltage bassing assembly 125kv, 300A | 78
| Oil level gauge 250mm | 52
| Bursting plate phenol resin | 52
| Humidity absorber BS71 1970 | 52
02-04-00160 | Equipment :- Lifts
| Link Fuse breaker 5A | 780
| Link Fuse breaker 10A | 780
| Carbon brash for door motor | 260
| Door motor with gear | 104
| Oil seal for traction machine | 104
| oil seal for lipe No.7 (22-101) | 104
| Floresent lamp. | 2600
| Door control card SD-A6 | 78
| Door lock switch H1224710 + H1224720 | 520
| Micro switch | 78
| Circular lamp. | 2600
| Lamp 26V, 1.8 w (22-45) | 2600
| Guide shows metal for car. | 78
| Silicon rectifier | 78
| Traingle finger | 1300
| Transformer | 104
| Carbon H1778447, H1778405 (22-50) (22-51) | 2600
| Relay Ms-110W, MS-048W | 260
| Timer Gs-W, Ts,W | 140
| Resistor | 104
| Photocell | 104
| Lamp 28V, SW | 2600
| Button for call | 2600
| Door Couid shoe (22-2) | 260
| SB switch for call button H1805202 | 260
| Contactors (22-60) | 52
| BM switch for floor button (22-72) | 780
| Button | 520
| Button (Arrow) (22-75) | 520
| Floor relay(22-77) | 78
| Thyristor | 78
| Set of ball bearing and repairkit for motor for each type Lift. | 52
| Signal lamp 18V, 2W | 260
| Chain for pully weight steel (left, 4,5) | 104
| Rubber cushion | 52
| Safety shoe | 104
| Acrly cover day light | 260
| Spring rod | 78
| Steel 1 tap for govenor for litt (tap selectior) | 1000
| Switch board for control type F form DB and floor control for lift No.2 | 260
| Positioner switch | 52
| Oil all types needed | 140
| P.C.B H 1725611 | 78
| P.C.B H 1725611, H172511 | 52
| TimerCR H 1751070 | 78
| Figer H 177807, H1708109, H1708107 | 260
| moving finger for contactorMAN-50ALIKE ABWE , 20A,40A | 780
| free fuse breaker m.g.b.5a | 52
| free fuse breaker FOR H1402980 | 52
| Emergeny light | 260
| Fan motor V = 100 type FH-23 | 130
200W 3MF MP code
| Bmswitch for open button H 1808957 | 78
| Bmswitch for close button H 1808958 | 52
Brak lining H1002001
| Oil seal H1602603 | 104
| Contactor DF-MB | 104
| Floor Relay H3510021 | 130
| Timer H3510031 | 130
| Glow lamp H1404502 | 260
| Glow lamp H1404503 | 260
| Traction sheave 3708704 | 78
| Ball bearing H1600103 | 130
| Disc brake for motor control | 130
02-04-00161 | Equipment :- Kitchen Walk in Freezing unit and cooling unit (K-1),(K-4)
| Compressor | 104
| Motor fancomplete for evaporator | 104
| Motor fancomplete for condenser | 104
| Thermestat | 104
| Timer | 104
| Solenoid valve | 104
| Magnetic switch | 104
| Power relay | 104
| Transformer | 104
| Drain pan heater | 52
| Drain hose set. | 52
02-04-00162 | IC cube machine (K-68)
| Defrost thermostat | 52
| Compressor | 52
| Motor pump | 26
| Fan and motor | 26
| Filter drier | 26
02-04-00163 | Reach in refrigerator
| Compressar | 52
| Door packing | 52
| Thermestat | 52
02-04-00164 | Hot cup board (K-69)
| Solenoid valve for water | 52
| Lamp | 52
| Snap | 52
02-04-00165 | Electric heater
| Heater element | 104
| Infinite swich | 104
02-04-00166 | Food wamer
| Thermostat (6-K-53) | 104
| Thermostat (6-K-54) | 130
| Heater (K-53), (K-54) | 130
02-04-00167 | Meat Saw
| Motor | 52
| Change blade | 104
| Bearing | 104
02-04-00168 | Potato Peeling machine
| V-belt (A-18) | 52
| Grand stone | 52
| Switch | 52
| Peeling drum | 26
02-04-00169 | Tilting braising pan (K-36)
| Power – Pile genrator | 52
| Thermostat | 52
| Pilot gas unit | 52
02-04-00170 | Dish washer (K-64)
| start switch | 52
| Stop switch | 52
| Bearing and mechanical seal | 26 | set
| Thermostat | 52
| Complete motor pump set. | 26 | set
| Pilot lamp | 130
02-04-00171 | Fryen (K-26)
| Thermostat | 130
| Powerpile controller | 130
| Power pile Generator | 130
02-04-00172 | Foodwarmer
| Heater | 130
| Thermostat | 130
02-04-00173 | Tea urn (K-35)
| Faucet | 52
| Gauge glass | 52
| Gauge packing | 104
02-04-00174 | Convection oven (K-46)
| Fuse | 140
| Discharge switch | 52
| Power pile generator | 78
| Door switch | 52
| Lamp. | 104
| Thermocouple | 104
| Solinoidvalve for gas | 104
02-04-00175 | Mixer (K-22)
| Complete Motor | 26
02-04-00176 | Equipment :- Loundry Washing MC
400 Bedded General Hospital
| V-Belt B-64 | 182
| V-Belt B-67 | 182
| V-Belt A-65 | 182
| Thermometer OoC 120oC | 52
| Motor complet | 52
| Micro switch | 26
| Magnetic switch | 52
| Loundary timer | 52
| Rever sing timer | 52
| Water level guage | 26
| Thermal relay | 26
| Limit switch | 26
| Motor couples | 52
| Drain valve O 100 and O 120 | 52
| Transformar 380/220 | 104
| Fuse 3A | 140
| Disc break set (upper and lower) | 52
| Hand Level unit | 26
02-04-00177 | Drying tumbler
| V-Belt B-60 | 130
| V-Belt B-105 | 130
| Motor 1.5 KW 380V | 52
| Motor 0.75KW 390V | 52
| V-Belet A-49 | 58
| Magnetic switch 3631 | 52
| Magnetic switch 3931 | 52
| Reversing timer | 52
| Drying timer | 52
| Bearing for motor | 52
| Radiator unit (complete coil) | 52
02-04-00178 | Flatwork ironer
| V-Belt A-64 | 104
| V-Belt A-32 | 104
| Flange bearing | 52 | set
| Timing belt. | 52
| Motor | 26
| Flat belt for roller | 52
| Padding | 52
| Steam hose | 52
| Guide tape. | 52
| Fuse | 130
02-04-00179 | Equipment :- Loundry extractor
| V-Belt. | 104
| Bearing | 52 | set
| Disc brake pad | 52
| Complete motor | 26
02-04-00180 | Uniform press
| Topcover:- Tocover Mushroom 52-5-2 | 26
| Topcover:- Tocover rectargular 52-5-3 | 26
| Steam hose | 140
| Fuse 3A | 140
| Timer | 78
02-04-00181 | Equipment:- Boiler 400 Bedded General
| Electerical conductivity meter | 78
| PH meter | 1626
| Packing for gauge glass | 130
| Packing for burner | 78
| Nercury switch (Two Point type) | 130
| Mercury switch (Three Point type) | 130
| Spark Plug | 78
| Sight glass | 130
| Transformer 380-110V | 78
| Pressure limit switich | 52
| Flame eye (Photocell) | 78
| Bearing for draft fan | 78 | set
| Solenoid valve for L.P.G | 52
| Modulator motor | 78
| Motor for draft fan | 52
| Timer | 78
| Magnetic contactor | 78
| Bearing for burner motor | 78 | set
| Amplifier for protect relay | 26
| Burner motor complete | 26
| Lgnition transformer | 52
| Pressure controller | 52
| Change switch | 78
| Brush (Scraper) | 104
| Gasket (1501‚Y-2) (8-27) | 78
| Punch for gasket sheet packing | 26 | set
| Asbestos belt. | 78
| Fuses | 260
| Sleeve packing for gauge lock | 78
| Valve for level gauge | 52
| Strainer 3/4 | 26
| Protect relay | 104
| Burner Grease | 260 | cans
| Packing for manhole | 78
| Packing for burner | 78
| Indication lamp. | 260
| Ignition rod. | 78
| Dosing pump | 26
| Air pressure switch | 26
| Water level switch control | 52
| Safety valve | 144
| Heat exchanger (First stage) complete | 78
| Supporting tube | 520
| Water levd gauge glass with fixd ase | 104
| Magnetic switch SRCa 3931-0 | 104
| Magnetic switch 5Rca 3931-05 | 104
| Magnetic switch 5R C6 3931-0 | 104
| Fuse B1A010D-18 300v 10A | 260
| Fuse B1A010D-18 600v 10A | 260
| Circmit Breaker 20A | 260
| Circmit Breaker 60A | 110
| Circmit Breaker 225A | 78
| Contactor 80 A 3ph | 260
| Contactor 20A 3ph | 260
| Overload relay 20-35Amp | 130
02-04-00182 | Equipment:- Chiller 400 Bedded General Hospital
| Pressure regulator | 78
| Diaphram valve | 104
| Temperature adjester VR | 52
| Octyle Alchol inhibitors | 10000 | liters
| Diaphram for vaccum pump | 78
| Vane for vaccum pump. | 52
| Valve for vaccum pump | 26
| Vane spring for vaccum pump | 26
| Vane rod for vaccum pump. | 26
| Vaccum motor | 78
| Timer (0-30) min | 78
| IC printed board | 26
| Indication lamp. | 260
| Manometer hose | 104
| Solenoid valve | 52
| Sight glass (Sp-C-S) | 52
| O-Ring for tagiri valve | 260 | liters
| Chemical feeder pump | 52
| relay | 52
| Trans former TR1, TR2 | 52
| Temperature senser | 150
| Timer 100/200AC | 52
| Drain control valve | 78
| Magnetic switch | 52
| Control switch | 52
| Fuses | 260
| Gasket for generator | 260
| Gasket for evaporator and condenser | 260
| Float of steam trap | 130
| Diaphram for pressure reducing valve steam | 130
| Victric Packing for steam line | 52
| Control motor AC/24V | 26
| V-Belt (A-32) | 78
| On-Off switch for operation panel | 52
| Safety valve SA-F | 26
| Twin Timer | 78
| Packing for evaporater and generator | 260
| Inhibitor for chiller (LIBR) | 2000 | liters
| packing for evaporater and generator | 260
| Turin timer TDV-2A(a.c)- 200v | 78
| M-9-5-D control switch 265H3-INS-C1070Q | 78
| M-9-5-E control switch265H4-INS - C1120,MIQ | 78
| M-9-5-F control switch 26RL -CNS-C134Q | 78
| M-9-3-E relay k-6x6 -1522-0424 3A-3B 1Y | 78
| M-9-3-FrelayD-6x6 -1522-0424 3A-3B 86X | 78
| M-9-5-C control switch265H2-INS - C1070Q | 78
| Timer H2A AC-200 OMERON | 78
| Drain straine | 78
| Steam control valve | 78
| Solenoid valve ¾ inch 380v | 130
| Circuit Braker 225 A 3ph | 130
| Overload 1-3.7 Amp | 130
02-04-00183 | Equipment:- C.P.U System Control process unit.
| Key board for operator terminal | 52
| Display board for operator terminal | 52
| Programmed casset I/F 140259C-001 | 78
| Casset for operating system | 78
| Casset for data file | 78
| Battery 12V, 50AH | 130
| M-computer 14501691-002 | 26
| Channel 7-14501 687-003 | 26
| Channel 8-14501687-002 | 26
| Cheannel 9-14501687-003 | 26
| TPS-14501892-001 | 26
| Channel 10-14501687-003 | 26
| TPS-1401892-003 | 26
| Recorder | 26
| Basc file tape | 26
| Fuses | 52
02-04-00184 | D.G.P Data Gathering panel
| Control I Board | 52
| Power supply board | 52
| Seven point start/Stop board | 52
| Temperature senser | 52
| Digital | 26
| Transmission line interface | 26
| Fuse | 140
| Noise filter | 52
| Chart and ribbon for printer | 260
| Battery DGP 12V, 2.5A | 260
02-04-00185 | Equipment:- Telephone System
| Wire spring relay WJ-100 | 104
| Wire spring relay WJ-105 | 104
| Wire spring relay WJ-203 | 104
| Wire spring relay WJ-926 | 260
| Wire spring relay WK-1 | 130
| Wire spring relay WK-2 | 130
| Wire spring relay WK-3 | 130
| Wire spring relay WK-75 | 260
| Wire spring relay WK-76 | 260
| Wire spring relay WK-20 | 130
| Wire spring relay WK-96 | 260
| Wire spring relay WK-49 | 130
| Wire spring relay WK-70 | 130
| Wire spring relay WK-118 | 130
| Wire spring relay XWK-66 | 260
| Wire spring relay WG-103 | 260
| Wire spring relay XWG-22 | 130
| Wire spring relay WG-47 | 130
| Wire spring relay WG-147 | 130
| No.38 fuse wire (2.0-A) | 78
| No.38 fuse wire (3-A) | 78
| No.38 fuse wire (0.5-A) | 130
| No.38 fuse wire (1.33-A) | 130
| Fuse AB2N 30A (1050) | 78
| Fuse CR2K 250V.75-A (1049) | 78
| Fuse M120 (2-A) | 78
| Fuse M105 (0.5-A) | 4
| Fuse M113 (1.33-A) | 52
| Fuse M130 (3-A) | 52
| Recifier SR-4 | 52
| Varistor V2 | 52
| Lamp 2-YAW | 2600
| Reed Relay RDF-1 | 78
| Reed Relay RDF-42 | 78
| Reed Relay RDF-44 | 78
| Wire Spring relay WG-121 | 52
| Wire Spring relay WA-7 | 52
| Push-button for console A250B AC250H | 78
| Reciever and transmitter for telephone set | 100 | set
| Wall Jack | 260
| Dial | 1300
| Battery QKC80 | 260
| Transmitter for Tel set | 260
| Telephane jet 601 A | 130
| Operater control unit | 20
02-04-00186 | Equipment:- sewage treatment plant
400 BED GENERAL HOSPITAL
Repair Kit set complet for
| SP-1 | 78 | set
| SP-2 | 78 | set
| SP-3 | 78 | set
| Sp-4 | 78 | set
| Sp-5 | 78 | set
| Sp-7 | 78 | set
| Sewage Pump | 78 | set
| Effluent pump | 78 | set
| Deforming pump | 78 | set
| Sludge pump | 78 | set
02-04-00187 | Complete motor and pump for
| Sewage pump | 78
| Effluent pump | 78
| Deforming pump | 26
| Sludge pump | 26
| SP-7 | 78
| Blower bearing | 52 | set
| Cyclo drive motor and set repair kit for it | 26
| Aeration blower | 26
| Chlorine reducing valve | 52
| Reheh valve | 26
| Air valve | 52
| Flow cell | 26
| V - belt C-80 for Blower | 118
| Oil seal seffor blower | 52 | set
| Ammonia tiguar (500 CC) | 130
| 3Diaphram | 52
| Gas chlorinator unit | 26
| chlor powder | 1400
| Cheek valve 100A | 180
| Cheek valve 80A | 52
| Cheek valve 65 | 180
| Diffuser | 1400
| Mercury senser for lovel controller | 260
| Earth leakage circuit breaker for centrol panel | 52
| Level controller tell | 130
| Rechet Relay | 52
| Keep relay | 52
| Auxiliary relay | 52
| Magnetic switch for control panel | 52
| Fuse | 52
| Timer Tu- 6H | 130
| Timer Ltd –30 | 130
02-04-00188 | Equipment Softener
| Packing and O-Ring for rotary valve | 78
| Strainer | 104
| Rotary Valve | 52
| Gauge Pipe for flowmeter | 26
| Ion exchange resin | 40000 | liter
02-04-00189 | Equipment:- L.P.G
| Flexible tube | 52
| Pressure regulator | 52
| Heater | 52
| Inhibitor | 52
| Secondry and primary safety valve | 52
| Heat exchanger | 52
| Hot water reservoir compleate | 52
| Level switch | 52
| Main thermostat | 52
| Pressure gauge | 52
02-04-00190 | Equipment:- Oil tank
| Float switch alarm 50A high and Low | 52
| Floatless switch complete | 52
02-04-00191 | Equipment:- Heat exchanger ST1 and ST2 Storage Tank
| Copper coil steam for ST1 | 52
| Copper coil steam for ST2 | 52
| Pressure reduce valve for ST1 | 52
| Pressure reduce valve for ST2 | 52
02-04-00192 | Equipment:- Switch and Socket
| Switch Dimmer F15A | 130
| Switch Dimmer 1L 400W | 130
| Switch Dimmer 1L 800W | 130
| Switch 1 gang sparkless | 260
| Switch 2 gang sparkless | 260
| Socket 13A water proof | 130
| Socket 13A splash proof | 130
| Socket 15A | 130
| Socket 30A | 130
| Socket 30A sparkless splash proof | 130
| Plug 13A | 260
| Switch photocell water proof type | 130
02-04-00193 | Equipment:- Lighting Fixture
| Opal cover W-350 | 5200
| Opal Cover W-450 | 1300
| Prismatic cover W-350 | 5200
| Prismatic cover 640 x 640 | 5200
| Clear hard glass 350 O with fitting for type T-S (B) | 260
| Clear hard glass 500 O with fitting for type T-8 | 260
| Opal glass globe IA ,1B | 2600
| Opal glass globe IE | 2600
| Opal glass globe IF | 1300
| Opal glass globe IJ | 1300
| Opal glass globe IY | 1300
| Opal glass globe IX | 1300
| Lamp soket B-22D | 1300
| Lamp soket L-22 | 1300
| Ballast FLR - 40Wx2 | 2600
| Ballast FL - 20W | 2600
| Ballast HF - 400 | 1300
| Ballast HF - 250 | 1300
| Ballast HF - 80 | 1300
| Halogen Lamp 500W | 780
| Halogen Lamp 100W | 780
| Mercuny Lamp 400W | 1300
| Mercuny Lamp 250W | 1300
| Mercuny lamp 80W | 1300
| Germicidal Lamp - GL-15W (6-38) | 260
| Floursent Lamp FLR - 40W (Dimmer) | 1040
| Floursent Lamp FLR - 40W (23-1) | 52000
| Floursent Lamp FL - 20W (23-4) | 26000
| Floursent Lamp FL - 10W | 260
| Incandescent Lamp 10W (23-5) | 1300
| Incandescent Lamp IR-200W (23-6) | 520
| Incandescent Lamp IR-60W | 1300
| Incandescent Lamp 100W | 2600
02-04-00194 | Shadowless operationlight
| Dry battery 1200MAH | 260
| Printed board | 52
| Kripton buld 24V, 40W | 104
| Light intensity regulating knob | 104
| Fuse 10A | 130
| Reflect or lamp B-22 | 260
| Lightting Fixture surface mounted J41 | 1300
| Relay E-21-12 | 260
| Sockat – E-21-13 | 260
| Fuse Gtx SA- E-21-15 | 260
02-04-00195 | Equipment:- AHU
| Belt for all AHU | 13 | 2 sets
| Bearing set for each motor and fan | 13 | 2 sets
| Motor complete | 13 | 1 set
| Gasket for access door | 27 | 13 set
| Solenoid valve | 52
| Temperature gauge (5-5A) | 52
| Manometer (5-6) | 140
| Pully for motor and fan | 26 | set
Effcy filter NBs 35%
| 610 x 610 x 200D | 4 | set each
| Effcy filter NBS 35% 305x610x200d | 4 | set each
| Effcy filter NBS 80% 340x635x295D | 4 | set each
| Effcy filter NBS 80% 635x635x295D | 4 | set each
| Effcy filter NBS 95% 635x635x295D | 4 | set each
| Effcy filter NBS 95 340x635x295D | 4 | set each
Any other consuble parts in AHU
HEPA Filter CELLS. DOP 99.97% 305x610x150
| ASTRCCEL‚HEPA‚FILTER | 4 | set each
02-04-00196 | Equipment:- Fan coil unit
| Motor for each type | 78
| Two speed control switch for each type | 52
| Air filter | 52
02-04-00197 | Equipment:- Exhaust fan
Recommended consumable spare part and complete exhast fan
| Complete exhaust Fan model Exhu 40-Fv-238kt | 520
02-04-00198 | Equipment:- Air washer unit
| Nozzles for each AWU | 780
| Gasket for each AWU | 78 | set
| Modulator motor for temp regulator | 78
| Temp senser for C/C and H/C | 78
| Radiator for C/C | 26
| Repairing kit for motor | 78 | set
| Check valve 10K – 65 | 200
| V- Belt | 130
And any other recomonded consumable part
02-04-00199 | Equipment:- Cooling tower
Fan Bearing and motor bearing
| Motor complete | 78
| Vibation Isolating (10-3) | 140
| Filling A and B poly vinyl chloride | 52 | set
| Float Valve | 140
| Pully L and S | 140 | set
V- Belt B-83
| Cooling water temperature control | 26
| Fan BEARING 62088ZZ | 520
| Fan BEARING 630zz | 520
| Fan BEARING 6211 RSS | 520
02-04-00200 | Equipment: Automatic control system
| Insertype thermostat | 260
| Insertype thermostate 2 posittion | 206
| Room humidistat (2 position) | 26
| Pneumatic room thermostat | 26
| Pneumatic insersion type temp controll | 52
| Pneumatic insersion type temp controll | 104
| 3 Way control valve | 52
| Pnematic operator with positioner | 26
| 3way control valve | 52
| Pneumatic operator with pasition | 26
| 3 Way control valve | 26
| Electric operator | 26
| Valve Linkage | 26
| Electric pneumatic relay | 104
| Solenoid valve | 44
| Pneumatic reversing relay | 254
| Temperature senser for chilld water | 52
| Pressure reducing valve | 104
| Pressure diffi rential gauge | 78
| Pressure gauge 5kg/Cm2 11-P-1-3-6 | 78
| Pressure gauge 20kg/Cm2 11-P-10 | 78
| Presure reducing switch GA50-2K M-7-5B | 78
| Pressure senser P761 A1011S | 78
| Fuse DPT power BUSMAIL GMFO 8A /fuse holder F1-05A | 260
| Fuse AHN (Power Bossma 1L (F1-0.5A) | 260
| Fuse ANN(Power Bussma 1L ) (F2-2A) | 260
| Fuse GDR (Power 9F2-3A) | 260
| Fuse TPS (power bussma 1L) F1=1A/Fuse holder | 260
| Fuse CRT power 10A | 260
| FILTER FOR AIRGRADG62 | 130
02-04-00201 | Air Compressor
| Over all repairing set which consist Bearing , belt, all con sumoble part. | 52 | set
| Air trap | 78
| Contactors with over load | 78
| Fuse | 130
| Relay | 52
| Flexible joint. | 52
| Carbon ring and gasket | 52
| Pressure cauge 5/10 Du1/4 60m/m x15kg /c,2 | 130
02-04-00202 | equipment : pump and motor
set of repair kit consisting for the following pump
Bearing set
mechanical seal or grand packing
oil seal and ring
| p-1 | 78
| p-2 | 78
| p-3 | 52
| p-4 | 52
| p-5 | 52
| p-6 | 78
| p-7 | 78
| p-8 | 52
| p-9 | 52
| p-10 | 104
| p-11 | 52
| p-12 | 78
| p-13 | 52
| p-14 | 52
| p-15 | 52
| p-16 | 52
| p-17 | 52
| LP-1 | 52
| LP-2 | 78
| HP-1 | 52
| HP-2 | 52
| HP-3 | 52
| HP-4 | 52
| OGP-1 | 26
| OGP-2 | 26
| OGP-3 | 26
| WOP-1 | 26
| FP-1 | 52
| Complete pump and motor P-10 | 78
| Complete pump and motor P-12 | 52
| Complete pump and motor P-14 | 26
| Complete pump and motor P-13 | 26
| complete pump and motor for chmical feed pump for boiler | 26
02-04-00203 | Equipment: Motor Control panel
| Megnetic contactor M35TH28A | 78
| Megnetic contactor C-20 | 104
| Megnetic contactor C-65 | 104
| Megnetic contactor M-20-TH10A | 260
| Megnetic contactor M-35-TH22A | 78
| Megnetic contactor M-65-TH22A | 78
| Megnetic contactor M-80 | 78
| Auxiliary relay MY 22 | 260
| Socket for relay PYF-08H | 260
| Floatless level switch 61F-GP | 52
| Floatless level switch 61F-G2 | 52
| Floatless level switch 61F-G3 | 52
| Floatless level switch 61F-G4 | 52
| Selector switch RCA470-PA01 | 104
| ELB GR50 2P30A | 26
| ELB GR50 2P20A | 26
| ELB GR50 2P15A | 26
02-04-00204 | Equipment:- distribution board
| Magnetic contuctor C4-35 | 78
| Timer | 104
| Transformer C5-50T | 104
| Earth Fault relay LMA-5S | 260
02-04-00205 | Equimpnet:- Nurse call system
| Lamp E-128V | 130
| Switch PW-2023K | 52
| Switch PS-236 | 52
| Switch MBS-01-4-E | 52
| Switch JEC-K-2H | 52
| Switch VAQ-4W | 52
| Switch RS-014C | 52
| Microphone ESM-10P | 130
| Speaker 50-32 | 130
| Printed board 5u-8 | 26
| Printed board Pu-561 | 26
| Printed board Pu-565 | 26
| Printed board Pu-564 | 26
| Printed board Pu-568 | 26
| Printed board Pu-560 | 26
| Printed board Pu-559 | 26
| Printed board Pu-563 | 26
| Curl cord C-401A | 26
| Switch PW-2022K | 26
| Switch PW-2025K | 26
| Reciever R-60B | 26
| Battery for PC-621 | 52
| Pateint hand set IBA-411F | 104
02-04-00206 | Equipment :- Generator
| Gasket Kit complete | 52 | set
| Tachometer drive | 52
| Turbocharger | 52
| Water pump | 26
| Hydrolic governor | 26
| Fuel strainer | 520
| Fuel filter set | 1040
| Oil filter set | 1040
| Repairing Kit for water pump | 52
| Repairing Kit for turbocharger | 52
| Repairing Kit for oil pump | 52
| Gage for riplm | 52
| Cage for pressure | 52
| Gage for temperature | 52
| Stop valve for oil tank (E4-30) | 52
| Element air filter | 52
| Timer H3M, DC 100V 4-19 | 78
| speed relay unit DET-1 4-21 | 26
| Auxiliary relay LY-3 | 520
| Enclosed fuse (4-36) | 104
| Printed board AED-6A (4-39) | 26
| Printed board Grte 1 (4-40) | 26
| Thyristor (4-41) | 26
| Printed board (4-47) | 26
| Repairing kit for injector | 78
| Repairing kit for Cylinder | 78
| Repairing kit for engine | 78
| Printed board (4-48) | 26
| AVR unit | 26
| Fuel pump-repairing set. | 52
| Silicon rectifiea | 12
| Ball bearing No. 6324.C.UE | 130
| Ball bearing P/N 9421926 | 130
| Ball Breaing P/N 9424929 | 130
| Cartialge P/N 25010495 E-4-7 | 78
| Retay 26W | 52
| Excitiation diodes set | 130
| Gover nor control devia | 78
02-04-00207 | Equipment :- clock System
| Fuse 0.5A,2A,5A | 260
| Slave clock Sc-460 | 78
| Relay AM-1 (17-5) | 140
| Slave clock Sc-301 | 260
| Slave clock Sc-304 | 78
| Slave clock SC0341 | 52
| Nickle cadmuim battery | 52 | set
| Board | 26 | set
| Master clock unit sieko | 20
| Quantiz relay | 260
02-04-00208 | Equipment :- Fire alarm System
| Duct smoke detector NID-D3 | 78
| Protection cover for Manual station mA-6 | 78
| Battery for the system | 78 | set
| Bulb for control panel 2JW | 260
| Bulb for operation indicator | 260
| Fixed temperation (explosion type) 27217-S | 78
| Volmeta TRM –65-D240 | 52
| Ionization smoke detector | 260
| Protection cover for manual station MA-06 | 52
| Jet fire hose with nozzle (10-15meter) | 520
02-04-00209 | Equipment:- Central T.V Airoul System
| amplifier VE-45ER 35DP | 52
| 4-Way spliter D-774FL | 52
| 2-Way spliter D-772FL | 52
| 6-Way spliter D-776FL | 52
| Outlet DMC-7-REJ | 260
02-04-00210 | Equipment : CCTV
| Mainterance Kit for shadow less cenema G7/P | 26
| Mainterance Kit for sipe cenema KY2000BE | 26
| Mainterance Kit for Video CR-6060ET secow | 26
| Mainterance Kit for Video HI-NEEDCR-Kit | 26
02-04-00211 | Equipment: - High tensions SwitchGear.
| PT fuse 12kv-1A | 260
| Condenser trip device-capacity 300M I, rated charging voltage 280/380 DC | 78
| Over voltage grand relay type SC form XC1 | 26
| Ziner diod ZNR 20k, 3914N | 52
| Motor for VCB/AC 220v (1-2) | 52
| Closing and opening coil (1-3) DC 200V 2.5A | 78
| Fuse EFB-5 20A (1-5) | 140
| Indication lamp 18v, 2W (1-6) | 140
| VCB valve (12kv,600A,25KA) | 78
| Silicon rectifier device Rsc 10 | 52
| Z.C.T | 26
| AC Magnetic contactor K5ON-EP 220v, 80A | 52
| PT tRANSFORMER 11Kv / 220v 20 VA | 78
02-04-00212 | Equipment :- Paging system (Pocket Bell system)
| Micro Fork Freq.HZ 562.5 | 78
| Micro Fork Freq.HZ 577.5 | 78
| Micro Fork Freq.HZ 592.5 | 78
| Micro Fork Freq.HZ 607.5 | 78
| Micro Fork Freq.HZ 622.5 | 78
| Micro Fork Freq.HZ 637.5 | 78
| Micro Fork Freq.HZ 667.5 | 78
| Micro Fork Freq.HZ 682.5 | 78
| Micro Fork Freq.HZ 692.5 | 78
| Micro Fork Freq.HZ 712.5 | 78
| Micro Fork Freq.HZ 727.5 | 78
| Micro Fork Freq.HZ 742.5 | 78
| Micro Fork Freq.HZ 757.5 | 78
| Micro Fork Freq.HZ 772.5 | 78
| Micro Fork Freq.HZ 787.5 | 78
| Micro Fork Freq.HZ 802.5 | 78
| Micro Fork Freq.HZ 817.5 | 78
| Micro Fork Freq.HZ 832.5 | 78
| Micro Fork Freq.HZ 847.5 | 78
| Micro Fork Freq.HZ 852.5 | 78
| C.P.U Board | 52
| Transfor charger (SPT-121,220) | 52
| Reciever Battery (PC-621) 1.5v 300mA Nickel cadmuim | 5200
| Ilmination diode for reciever 5cp, 711 | 1300
| Lamp indicator 18v | 780
| Switch for reciever PC-621 | 260
| Power supply board 20v D.C | 26
| Power supply board 5v D.C | 26
| Reciever PC-621 | 260
| Power transister C1865 | 104
| Capacitor 100MF 400v | 104
| Filter | 140
02-04-00213 | Equipment :- Incinerator
| Frame rod burner (51-3) | 26
| Thermostat | 26
| Spark rod burner | 26
| spray nozzle including pipe | 52 | set
| Thermo couple | 52
02-04-00214 | Equipment :- General Intercom System
| Printed board XC-016DM | 52 | set
| Intercom station | 78 | set
| Coard for intercom station | 260
02-04-00215 | Equipment :- Main L.T Switch Gear Panel
For A.C.B Part AH-30C
| Fixed Arcing contact | 78
| Moving Aycing contact | 78
| Triping coil | 52
| MHT Triping coil | 52
| Charging motor | 26
| Coil for latch release AH-16B | 52
| AH-16B | 52
| Fixed Arcing contact | 78
| Moving Arcing Contact | 78
| Magnetic contactor (SC-3,65A) | 52
| Reactive power control relay (ARC-F) | 52
| Control Switch | 52
| Neumatic timer type AT55 DC 100v | 130
| MCCB 3p 100/100A | 130
| MCCB 3p 100/75A | 130
| MCCB 3p 100/50A | 130
| MCCB 3p 100/30A | 130
| MCCB 3p 100/20A | 130
| MCCB 3p 100/15A | 130
| Indication lamp 18v,2w | 260
02-04-00216 | Equipment : Doctor Residense
| Contactor for boiler | 104
| Compressor for all type air conditioning | 78 | set
| Thermostat for all type air conditioning | 260
| Over load for all type air conditioning | 140
| Fan for condenser for all type air conditioning | 140
| Fan for evaporator for all type air conditioning | 140
| Motor fan complete for all type air conditioning | 140
| Selector switch for all type air conditioning | 140
| Capacitor for all type of air conditioning | 140
02-04-00217 | Equipment Deep freezer
| Compressor | 10
model : RSN4-0100-CAV , copeland
R502 , V 220 , PH : 1
| Compressor | 12
model : 1553 89J13 CAJ2446L
R502 , V 220 , 50HZ , 4.3 A , tecumseh
| Compressor | 4
model : 8340 S/N 50198
| compressor 1/2 HP | 4
model : JFP1-0050-JAV
B/M 220 N6-535 copland
R500
| R500 (Frion) | 40 | kg
| Timer | 6
Robertshaw controls co.
motor 3 W ,220 V , 50 HZ
SW. 1-4 1/3 HP 120/240 VAC
SW. 1-2 15A Res. 120VAC
| Relay | 6
184-20302-101
18A , 277 VAC , Coil 208 /240 V
50HZ
02-04-00218 | EQUIPMENT: MOTOR CONTROL CENTER FOR OIL & WATER TREATMENT PUMPS
COMPANY\MANUFACTURER: SIEMENS - West Germany
QUANTITY: 12
SITE: SADDAM MEDICAL CITY\ SERVICE BUILDING
| CONTACTOR SIZE 4.3 POLE , AC3 37KW , 380VAC 220V3TB4814-OAMO | 24
| CONTACTOR SIZE 3,3 POLE , AC3 22KW , 380VAC 220V3TB4614-OAMO | 24
| CONTACTOR SIZE 3,3 POLE , AC3 22KW , 380VAC 220V3TB4617-OAMO | 24
| CONACTOR SIZE 2,3 POLE , AC3 15KW , 380VAC 220V3TB4417-OAMO | 24
| CONTACTOR SIZE 1,3 POLE , AC3 7.5KW , 380VAC 220V3TB4217-OAMO | 24
| CONTACTOR SIZE 0,3 POLE , AC3 4KW , 380VAC 220V3TB4617-OAMO | 24
| THERMAL DELAYED OVERLOAD RELAY 135 TO 160A3UA6200-3L | 24
| THERMAL DELAYED OVERLOAD RELAY 63 TO 90A3UA6200-2W | 24
| THERMAL DELAYED RELAY 40 TO 57A3UA5800-2T | 24
| THERMAL DELAYED OVERLOAD RELAY 32 TO 50A3UA5800-2F | 24
| THERMAL DELAYED OVERLOAD RELAY 20 TO 32A3UA5800-2D | 24
| THERMAL DELAYED OVERLOAD RELAY 16 TO 25A3UA5200-2C | 24
| THERMAL DELAYED OVERLOAD RELAY 8 TO 12.5A3UA5000-1K | 24
| UNDER VOLTAGE RELAY 220V,380V,50HZAA9943.11 | 24
| UNDER VOLTAGE RELAY 220 V, 50HZA1936.00 | 24
| STAR-DELTA TIME RELAY 2-20 SEC7PU6040-7NN20 | 24
| TIME DELAY RELAY 0.15-30 MIN 220V , 50HZMK7614-32 | 24
| CONTACTS WITH MOWNTING PARTS FOR CONTACTOR SIZE 2-TYPE 3TB443TY6440-OA | 24 | set
| CONTACTS WITH MOWNTING PARTS FOR CONTACTOR SIZE 3 - TYPE 3TB463TY6460-OA | 24 | set
| CONTACTS WITH MOWNTING PARTS FOR CONTACTOR SIZE 4 - TYPE 3TB473TY6470-OA | 24 | set
| CONTACTS WITH MOWNTING PARTS FOR CONTACTOR SIZE 4 - TYPE 3TB483TY6480-OA | 24 | set
02-04-00219 | EQUIPMENT: MOTOR CONTROL CENTER FOR CHILLERS PUMPS
COMPANY\MANUFACTURER: SIEMENS - West Germany
QUANTITY: 20
SITE: SADDAM MEDICAL CITY\ SERVICE BUILDING
| CONTRACTOR SIZE 12, 3-POLE AC3 200KW, 380 AC 220V3TB5614-OAMO | 48
| CONTRACTOR SIZE 10, 3-POLE AC3 132KW, 380 AC 220V3TB5414-OAMO | 48
| CONTRACTOR SIZE 8, 3-POLE AC3 90KW, 380 AC 220V3TB5214-OAMO | 48
THERMAL DELAYED OVERLOAD RELAY
| 250 TO 400A3UA6600-3E | 24
THERMAL DELAYED OVERLOAD RELAY
| 200 TO 320A3UA6600-3D | 24
| UNDER VOLATAGE RELAY 220, 380VAA9943.11 | 120
| STAR-DELTA RELAY 2-20 SEC7PU6040-7NN20 | 120
INDICATOR W, MOVING COIL MECH-
| OTO750A , 1AMO1136-E3420-Z | 80
INDICATOR W, MOVING COIL MECH-
| OTO500A , 1AMO1136-E3390-Z | 80
LAMPHOLDER 22 AND 30MM W, TRANSF+
| BA95+LAMP.3SB1400-5C | 800
| EARTH-LEAKAGE PROTECTION SYSTEM-MT3UL2202-2A | 40
| SWITCH DISCONNECTOR 1000A3KE4530-OBA | 40
| SWITCH DISCONNECTOR 630A3KE4430-OBA | 40
SINGLE-THROW-KNIFE SWITCH
| 2000A 3 POLE3KV6311-OA | 40
CONTACTS WITH MOUNTING PARTS FOR
| CONTACTOR SIZE 6 TYPE 3TB503TY6500-OA | 40 | set
CONTACTS WITH MOUNTING PARTS FOR
| CONTACTOR SIZE 8 TYPE 3TB523TY6520-OA | 40 | set
CONTACTS WITH MOUNTING PARTS FOR
| CONTACTOR SIZE 10 TYPE 3TB543TY6540-OA | 40 | set
CONTACTS WITH MOUNTING PARTS FOR
| CONTACTOR SIZE 12 TYPE 3TB563TY650-OA | 40 | set
| LINKS FOR CONNECTION TO CONNECTOR | 0
| TYPE 3TB523UX1221 | 40
LINKS FOR CONNECTION TO CONNECTOR
| TYPE 3TB563UX1211 | 40
| LOW-VOLTAGE HRC SWITCH GEAR FUSE3ND1260 | 240
02-04-00220 | EQUIPMENT: MOTOR CONTROL CENTER FOR COOLING TOWER
COMPANY/MANUFACTURER: SIENENS, WEST GERMANY
QUANTITY: 5
SITE: SADDAM MEDICAL CITY \SERVICE BUILDING
| CONTRACTOR SIZE 10 ,3BOLE AC33TB5414-OAMO | 10
130KW 380V AC 220V
| CONTRACTOR SIZE 8 ,3BOLE AC33TB5214-OAMO | 10
90KW 380V AC 220V
| CONTRACTOR SIZE 6 ,3BOLE AC33TB5014-OAMO | 10
55KW 380V AC 220V
| THERMAL DELAYED OVERLOAD RELAY 135-160A3UA6200-3L | 10
| THERMAL DELAYED OVERLOAD RELAY 200 TO 320A3UA6600-3D | 10
| EARTH-LEAKAGE PROTECTION SYSTEM-MT4UL2202-2A | 10
| UNDER VOLATAGE RELAY 220, 380V,50HZAA9943-11 | 10
| UNDER VOLATAGE RELAY 220, 50HZA936-00 | 10
| CONTACTOR SIZE 12, 3 POLE, AC3 200KW , 380V AC 220V3TB5614-OAMO | 10
02-04-00221 | EQUIPMENT: MOTOR CONTROL CENTER FOR COOLING TOWER
COMPANY/MANUFACTURER: SIENENS, WEST GERMANY
QUANTITY: 5
SITE: SADDAM MEDICAL CITY \SERVICE BUILDING
| POWER POLE ASSEMBLY FOR TYPE MG-22 STARTER8660-PJ-22 | 24
| REGULATOR MODULE8660-B2 | 30
| OVERLOAD RELAY MODULE TYPE MJ STARTER8660-B3C | 30
| CURRENT LIMIT MODULE 8660-B4A | 30
| CONTROL MODULE (LOCATION 5)8660-B5 | 30
| CONTROL MODULE (LOCATION 6)8660-B6 | 30
| SR1 CONTROL RELAY8501RS-4,120VAC | 30
| SR2 CONTROL RELAY8501RS-14,120VAC | 30
| SR3 CONTROL RELAY8501RSD-14,24VAC | 30
| SHORTED SCR SWITCH26499-32700 | 30
| FAN26016-30610 | 90
| CONTROL CIRCUIT FUSE (TB4)52419-10091 | 60
02-04-00222 | EQUIPMENT: MEDIEM VOLTAGE SWITCH GEARS
COMPANY/MANUFACTURER: SIEMENS – West Germany
QUANTITY: 4
SITE: SADDAM MEDICAL CITY \SERVICE BUILDING
| DRAW-AUT-CIRCUIT BREAKER, AC1250, DC1500A, A-700A-1250A, SHUNTTRIP AC 50HZ, 220V3WG4356-2G441 | 8
| DRAW-AUT-CIRCUIT BREAKER, AC1000, DC1250A, A-520-1000A, SHUNTTRIP DC24V3WW3356-2GT44 | 8
| DRAW-AUT-CIRCUIT BREAKER, AC630, DC800A, A-350A-630A, SHUNTTRIP AC 50HZ, 220A3WE1356-26541 | 8
| DRAW-AUT-CIRCUIT BREAKER, AC1000, DC1250A, A-520A-1000A, SHUNTTRIP AC 50HZ, 220V3WE1356-2GT41 | 8
| N-EARTH LINAKAGE C.B, 25A, 4 POLE,55Z3420 | 80
220V, 380V
| N-EARTH LINAKAGE C.B, 40, 4 POLE,35Z3440 | 100
220V, 380V
| N-EARTH LINAKAGE C.B, 63, 4 POLE,55Z3460 | 100
220V, 380V
| REMOVABLE KNOB35X8061-OXA | 40
| DRAW-AUT-CIRCUIT BREAKER, 3POLE, AC1900A,DC2400A MOTOR OPERATING MECH AC50HZ, 220V, AS1100-2000A3WE6381-3GS44 | 8
| CIRCUIT BREAKER 60A 3 POLE3VS8100-1EC00 | 32
| CIRCUIT BREAKER 100A 3 POLE3VS8100-IEH00 | 32
| CIRCUIT BREAKER 100A 3 POLE3VS8200-IEM00 | 32
| CIRCUIT BREAKER 300A 3 POLE3VS8300-IEW00 | 32
| CONTRACTOR SIZE 2, 3 POLE, AC3 15KW, 380V3TB4417-OBBY | 32
| CONTRACTOR SIZE 3, TYPE REVERSER, AC3 22KW, 380V, 220V AC3TD4610-OCMO | 32
02-04-00223 | EQUIPMENT: MEDIEM VOLTAGE SWITCH GEAR
COMPANY/MANUFACTURER: TERASAKI ELECTRIC CO., LTD. -JAPAN
QUANTITY: 4
SITE:SADDAM MEDICAL CITY \SERVICE BUILDING
| AIR CIRCUIT BREAKER-IEC 4000AAH-40C,0119-10 | 8
| AIR CIRCUIT BREAKER-IEC 5000AAH-50C,0216B-5 | 8
| AIR CIRCUIT BREAKER-IEC 4000AAH-40C,1110-14 | 8
| AIR CIRCUIT BREAKER-IEC 5000AAH-50C,0216B-6 | 8
| AIR CIRCUIT BREAKER-IEC 4000AAH-40C,0119-9 | 8
| AIR CIRCUIT BREAKER-IEC 3200AAH-30C | 8
02-04-00224 | EQUIPMENT: BOILER
MODEL: A\TTP\6448-49-50-51
COMPANY/MANUFACTURER: NEI INTERNATIONAL COMBUSTION LTD. COCHRAN UNIT – SCOTLAND
SITE: SADDAM MEDICAL CITY \SERVICE BUILDING
| DRIVE BELT | 32
| MAIN SHAFT ROLLER BEARING | 32
| MAIN SHAFT BALL BEARING | 32
| P.A. SWIRL VANES | 16
| P.A. PRESSURE SWITCH | 16
| THERMOSTAT | 16
| OIL START THERMOSTAT | 16
| OIL VALAVE SOLINOID | 32
| SOLINOID COIL | 32
| OIL METER REGISTER ASSY | 16
| OIL METER REGISTER HOUSING | 16
| Y-FILTER ELEMENT | 16
| PHOTO CELL AMPLIFIER | 32
| SQUENCE CAM TIMER D63\9 220V | 16
| BM CONTACTOR | 32
| BM CONTACTOR OVERLOAD | 32
| FD MOTOR CONTACTOR | 48
| FD MOTOR OVERLOAD | 32
| CHANCE OVER TIMER | 32
| MOD. PRESSURE CONTROLLER | 16
| LIMIT PRESSURE CONTROLLER | 16
| IGNITION ELECTRODE ZGA 150E | 32
| ELECTRODE INSULATORS | 32
| IGNITION H.T. LEAD | 16
| IGNITION TRANSFORMER | 16
| IGNITION H.T. CUP | 32
| PHOTO CELL | 32
| SERVO MOTOR COMPLETE | 16
| CAM FOLLOWER ASSEMBLY | 16
| CAM STRIPS (SET) | 16
| SPHERICAL ROD END BEARING | 16
| LF\HF MICRO SWITCHES | 32
| FLAME BAFFLE 60-100 | 48
| DOOR MICRO SWITCHES | 16
| FD AIR PRESSURE SWITCH | 16
| SOLINOID VALVE HERION L77 230V 50HZ | 16
| COMPRSSION SPRING M580 | 16
| SPARES SWITCH PACK (INSERT) H1800 | 16
| FLOAT ROAD ASSEMBLY H3 22\MW | 16
| FLOAT H315 | 16
| 0.75” DIA. X 16” LONG GLASSES | 32
| 0.75” DIA. X CONE PACHINGS | 32
| NECK BUSH | 32
| PHOS. BRONZE BALL | 16
| MODLIATING VALVE TYPE 80311 | 8
| SEQUENCE VALVE TYPE 80974 | 24
| BRONZE PARALLEL SLIDE VALVE FIG.M2442 | 8
| SOLINOID VALVE NORMALLY OPEN | 16
| SOLINOID VALVE NORMALLY CLOSE | 16
| FD MOTOR 380-V 18.5 KW | 8
| BURNER MOTOR 380-V 5.5 KW | 8
| BALANCE RELAY | 48
| MAGNETIC SWITCH FOR M.V.C | 48
| OIL ATOMISER SKV-60 | 8
| BRUSHES FOR PLANE TUBES | 200
| BRUSHES FOR STAY TUBES | 100
| SETS NEW BOILIER TUBES (COMPRISING 4 SETS OF 2ND PASS PLANE TUBES & 4 SETS OF 3RD PASS PLANE TUBES) | 8
| SETS OF BOILER STAY TUBES | 8
| TUBE MASTER BOILER CLEANING PISTOL | 4
| TUBE MASTER VACUUNM UNIT WITH TWIN BY-PASS AIR COOLED POWER HEAD | 4
| TUBE MASTER PRIMARY SOOT COLLECTION INTERCEPTOR | 4
| NOZZLES – STANDARD | 40
| PAPER SOOTSACKS (PER PACK OF 50) | 20
| SIGHT GLASS FOR OBS. PORT GG008 | 32
| JOINTS FOR ABOVE (REAR) | 32
| JOINTS FOR ABOVE (FRONT) | 32
| CAST STEEL SAFETY VALVE FIG. 9622 | 8
| FD FAN C\W WITH TAPER BUSH | 8
| FD FAN CCW WITH TAPER BUSH | 8
02-04-00225 | EQUIPMENT: SPARE PARTS FOR LIFT
MODEL: TYPE WARD LEONARD DYNATOR 1965
NO. 5001579
COMPANY/MANUFACTURER: SHINDLER – SWITZERLAND
QUANTITY: 8
SITE: SADDAM MEDICAL CITY \ HOSPITAL
| MAGNET COILS FOR OSM6F 59b102 | 36
| ZEIT- RZH 46E 96 | 24
| CONTRACT ARMS COMP FOR RU\RJ23 25E 112 | 40
| UPPER CONTACT HOLDERS COMPL. FOR RG12 23E 118 | 72
| CAMES 59192 | 60
| CAMES 59211 | 20
| POWER UNIT UNS01 24F400 | 36
| PHOTO SWITCH UPK01 COMPL. 24F452 | 40
| RELAY- AMPLIFIRE FOR UPV02 24F456 | 16
| PUSH BOTTON WITH ELEMENTS 31M157 | 100
| PUSH BOTTON WHITE WITH ARROWS 31M701 | 48
| AUTOMATIC DOOR MOTOR QKS6 41S10 | 16
| PULLEYS FOR V BELTS QKS6 41S354 | 16
| V-BELTS 41S138 | 100
| STOP BRACKETS 42S140 | 16
| CAM 42S137 | 48
| BALL BEARINTS 42S131 | 32
| DRIVE WHEEL FOR QK36 DOORS 42S170 | 16
| MICRO SWITCHES 47S140 | 200
| BALL BEARINGS 49S107 | 200
| CONTACT BRIDGES 50S106 | 400
| CONTACT FOR CM 10V112 | 32
| CAMES 59E 194 | 48
| TACO DINAMO GWNG52 | 48
02-04-00226 | EQUIPMENT: SPAREPARTS FOR LIFT
MODEL: TYPE WARD LEONARD DYNATOR 1965
NO. 5001579
COMPANY/MANUFACTURER: SHINDLER - SWITZERLAND
QUANTITY: 8
SITE: SADDAM MEDICAL CITY \ HOSPITAL
| ROLLER GID 512949 | 24
| C.W.T. GID 651723 | 24
| TRANSMITTING CAM L 250712 | 20
| TRANSMITTING CAM R 250711 | 20
| ROPE FOR C.W.T. W02736 | 200
| RECTIFER 672662 | 40
| CONTACTOR MRG 62 (80 VOLT) 290968 | 40
| SAFETY RELAY 590511 | 16
| RELAY R2A3 556815 | 40
| RELAY R1A4 556816 | 40
| RELAY R0A5 556814 | 40
| RELAY R3A2 556817 | 40
| RELAY R4A1 556818 | 40
| PRINT SWD 590219 | 16
| PRINT RED 590201 | 16
| PRINT BELL 590194 | 16
| CONTACTOR MGS 176098 | 40
| TYPE MANILLA INDICATOR LAMP 345438 | 200
| TYPE PANAMA INDICATOR LAMP 544117 | 200
| DSA DIODES 671168 | 100
| MAGNET BAND BRAKE CPL F. 80 V 41S301 | 100
02-04-00227 | EQUIPMENT: SPAREPARTS FOR LIFT
MODEL: TYPE WARD LEONARD DYNATOR 1965
NO. 5001579
COMPANY/MANUFACTURER: SHINDLER - SWITZERLAND
QUANTITY: 8
SITE: SADDAM MEDICAL CITY \ HOSPITAL
| RECTIFIER 15A 300V 2D 14E 117 | 20
| PRINT GR4.U RECTIFIER 66F241 | 12
| PRINT THY2.UD THYRISTOR UNIT 66F253 | 60
| PRINT UZ1503.4 VOLTAGE STABLIZER 66F255 | 12
| PRINT REI 4.UB 66F243 | 20
| PRINT REU 5.UB 66F244 | 20
| PRINT ZU 4.UD 66F260 | 20
| PRINT TR 6.U 66F254 | 20
| PRINT SWZK 10.UB 66F251 | 20
| PRINT SWWI1 2.4B 66F247 | 20
| PRINT KSW 2.UB 66F259 | 20
| CONTACTOR MG5 40V 3E 102 | 40
| POWER SUPPLY UNIT NG 2215F 26F100 | 20
| POWER SUPPLY UNIT NG 403F 26F106 | 20
| POWER SUPPLY UNIT NG 8003-H 26F111 | 20
| VEVZ 600P PRINT 66F188 | 40
| PHASE PROTECTIVE RELAY 380V 18E 112 | 40
| PRINT VW 2.T PRESEL TRAVEL 55 66F235 | 30
| PRINT VW 2.T PRESEL TRAVEL 66 66F236 | 30
| PRINT VW 2.T PRESEL TRAVEL 77 66F237 | 30
| PRINT VW 2.T PRESEL TRAVEL 88 66F238 | 30
| PRINT VW WEGORABE CODE X2X2 66F231 | 30
| PRINT NE 1500 T.B 66F225 | 16
02-04-00228 | EQUIPMENT: LIFT
MODEL: TRANSTRONIC 5014033
COMPANY\MANUFACTURER: SCHINDER
QUANTITY: 8
SITE: SADDAM MEDICAL CITY\ SURGICAL HOSPITAL
| CAR DIVERTING PULLY | 4
| POWER SUPPLY NG 2215F | 8
| CONTACTOR MG4 40V | 20
| STEEL ROPE FOR LOAD COMPENSTOR | 800 | m
| MAGNET BAND CPL F 80 41S301 | 20
| MOTOR GENERATOR SET | 2
02-04-00229 | EQUIPMENT: COOLING TOWER \ GEAR
MODEL: 1712
COMPANY\MANUFACTURER: AMARILLO GEAR COMPANY
QUANTITY: 5
SITE: SADDAM MEDICAL CITY \
| UPPER BEARING (OUTPUT SHAFT) 600-1712 | 10
| LOWER BEARING (OUTPUT SHAFT) 601-1712 | 10
| UPPER BEARING(INTER M. SHAFT) 604-1712 | 10
| LOWER BEARING (INTER M. SHAFT) 605-1712 | 14
| OUTER BEARING (HORIZ. SHAFT) 602-1712 | 10
| INNER BEARING (HORIZ. SHAFT) 603-1712 | 10
| ANTI REVERSE KIT FOR GEAR BOX 1712 | 10
| HELICAL GEAR SET 200-1712 | 10
| SPIRAL BEREL GEAR SET RATIO 31-1 | 10
| HORIZ SEAL SET 802-1712 | 10
| VERTICAL SEAL SET 815-1712 | 10
| HORIZANTAL SHAFT 500-1712 | 4
| DRIVE SHAFT ASSEMBLY STAINLESS STEEL MODEL A5-40 | 10
| DRIVE SHAFT ASSEMBLY STAINLESS STEEL MODEL A7-40 | 10
02-04-00230 | EQUIPMENT: COOLING TOWER \ FAN
MODEL: AP
COMPANY\MANUFACTURER: HUDSON PRODUCTS CORPORATION
QUANTITY: 5
SITE: SADDAM MEDICAL CITY \
| HUB 58095 T-22-B 35103\3.5 BOR | 18
| HUB SPOOL | 6
| P-1074 BUSHING | 6
| BLADE CLAMP | 10
| M-847 SEAL DISC MODEL T-30B BLADE | 90
02-04-00231 | EQUIPMENT: COOLING TOWER \ VIBRATION SWITCH
MODEL: 366
COMPANY\MANUFACTURER: VIBRASWITCH MALFUNCTION COMPS
QUANTITY:
SITE: SADDAM MEDICAL CITY \ HOSPITAL
| VIBRASWITCH | 10
02-04-00232 | EQUIPMENT: PUMP STATION
MODEL: AS FOLLOWS
COMPANY\MANUFACTURER: PUMPEX AB
QUANTITY: 6
SITE : SADDAM MEDICAL CITY \ SITE WORK
| SEWAGE PUMP COMPLETE , 4KWKP102-421 | 6
| SEWAGE PUMP COMPLETE , 15KWKP152-428 | 24
| SEWAGE PUMP COMPLETE , 7.5KWKP151-425 | 8
| SUBMERSIBLE PUMP COMPLETE ,1.25KWP-700W | 2
| SUBMERSIBLE PUMP COMPLETE ,1.71KWP-700N | 8
02-04-00233 | EQUIPMENT: WATER PUMP
MODEL: 65WP
COMPANY\MANUFACTURER: WORTHINGTON SIMPSON LTD.
QUANTITY: 3
SITE: SADDAM MEDICAL CITY \ SURGICAL HOSPITAL
| SITE PORTABLE WATER PUMP COMPLETE \55KW 65WP315 | 6
02-04-00234 | EQUIPMENT: BATTRY FOR GENERATORS AND FORKLIFTS
| BATTRY 135AMP | 52
| BATTRY 90AMP | 6
| BATTRY 60AMP | 14
02-04-00235 | EQUIPMENT: FIRE ALARM SYSTEM
MODEL: ALPHA, DELTA 1000 - W1003
COMPANY/ MANUFACTURER: HONEYWELL
QUANITY: 3
SITE:SADDAM MEDICAL CITY / SERVIC BUILDING
| PCB-ANNUNCIATOR MODULE COMMAND 14501716-001 | 6
| PCB-ANNUNCIATOR MODULE COMMAND 14501716-002 | 6
| POWER SUPPLY NETWORK 14502186-001 | 6
| POWER SUPPLY NETWORK 14502186-002 | 6
| TRANSFORMER 14501831-001 | 6
| TRANSFORMER 14501831-002 | 6
| PRINTED WIRING BOARD ANNUNCIATOR MODULE CONTROL 14501680-001 | 6
| PCB -DC INTERFACE 14501710-001 | 12
| PCB- DC INTERFACE 14501710-002 | 12
| PCB - TONE INTERFACE 14501710-001 | 12
| PCB- TONE INTERFACE 14501710-002 | 12
| PRINTED WIRING BOARD ANNUNCIATOR MODULE POWER 14501676-002 | 6
| PRINTED WIRING BOARD ANNUNCIATOR MODULE DISPALY. 14501678-002 | 6
02-04-00236 | EQUIPMENT: FIRE ALARM SYSTEM
MODEL: DELTA 1000 - FS20A- DATA GATHERIN
COMPANY/ MANUFACTURER: HONEYWELL
QUANITY: 3
SITE:SADDAM MEDICAL CITY / SERVIC BUILDING
| CONTROL LOGIC MODULE (L) 14503202 | 12
| TRANSMISSION LINE INTERFACE BOARD | 12
| FIRE &SECURITY MODULE (N)14503210 | 12
| HIGH SECURITY MODULE (M) 14503204 | 12
| INTERCOM MODULE ( R) | 12
| SIGNALING MODULE (B) 14502500 | 12
| ACCESSORY PELY MODULE (D) 14503208 | 12
| STAND BY BATTERY MODULE (E) | 200
| CODER MODULE (F) 14502536 | 12
| 1.9K , EOLR 14501600- 001 | 200
| 1.58K , EOLR (SECURITY ) 14501600- 003 | 200
| 910 OHMS , SIRIES LIMITED 14501600-004 | 200
| 1000 OHMS , EOLR 14501600-006 | 200
| DIODE ASSEMBLY , SECURITY 145036004-001 | 200
02-04-00237 | EQUIPMENT: FIRE FIGHTING HALON SYSTEM
COMPANY/ MANUFACTURER: FIREKIL INTERNATIONAL LIMITED
SITE:SADDAM MEDICAL CITY / SERVIC BUILDING
| PNEUMATIC ACTUATOR AE 98004 | 10
| MANUAL PUSHBUTTON ACTUATOR AE 98005 | 10
| FLAME PROOF SOLINOID ACTUATOR AE 98006 | 10
| LOW PRESSURE INDICATION SWITCH TG117 | 10
| RADIAL DISCHARGE NOZZLES AE80902 | 60
| RADIAL DISCHARGE NOZZLES AE8091 | 60
| RADIAL DICHARGE NOZZLES AE80900 | 60
| SYSTEM PRESSURE GAUGE 1-12-0154 | 2
| PRESSURE GAUGE 1-12-015H | 2
| INSTALLATION TOOL BL-19JLY | 2
| LOW PRESSURE ACTUATOR AE 98003 | 2
02-04-00238 | EQUIPMENT: FIRE ALARM SYSTEM
COMPANY/ MANUFACTURER: HONEYWELL
QUANTITY:
SITE:SADDAM MEDICAL CITY / SERVIC BUILDING
| IONIZATION SMOKE DETECTOR TC 100C | 600
| PHOTO ELECTRIC SMOKE DETECTOR TC 803B | 400
| IONIZATION DEECTOR TC 100D | 200
| MANUAL FIRE ALARM STATION S454A-C | 200
| MANUAL FIRE ALARM STATION S465A-C | 200
| ALARM BELL SC806C | 200
| ALARM BELL SC806D | 200
| TC100C TEST TOOL (TOLED FACILITY/NO. CCT3847) Cct3847 | 24
02-04-00239 | EQUIPMENT: SPECIAL GENERATING- SET CONTROL (SS) FOR DIESEL GENERTOR AUTOMATIC BOARD
COMPANY/ MANUFACTURER: AD. STRUVER (GmbH & CO.)
QUANITY: 2
SITE: SADDAM MEDICAL CITY / SERVIC BUILDING
| MODE OF OPERATION UNIT HBN OIC /026S102.042-01102 | 20
| GENERATOR MAINS UNIT HGN OIC /026S102.043-01102 | 20
MAINS SUPERVISION UNIT
| ( UNDER VOLTAGE ) 6S102.089-01 | 20
| STARTING UNIT HS0 OLD/02 65102.103-01-02 | 20
| STOP UNIT H50 OLD /0265102.047 -01102 | 20
| DOUBLE FAULT INDICATOR UNIT HFFZ OIA/026S102.063-01102 | 200
| DIODE GATES HD O1A /0365102.057-01-03 | 40
| DIODE GATES HDK OIA/0265102.057 - 01-03 | 40
| RAPID EXCITATION UNIT HSE OIC /0265102.050-01102 | 20
| STORAGE MOD . HSR OIA/02 65102-059 -02 | 20
| ACKNOWLEDGEMENT UNIT65102 / 01.01-02 | 20
(WITH FLASHING VOLTAGE GENERATOR ) HOP OLD
| WARNING &STOPPING DEVICE5.03-20-.00E/W | 20
HE3FZ1A/02
| SYNCHRONIZING DEVICE HSY 3A/015.11-12.00E/W | 20
| SYNCHRONIZING DEVICE HSY 4A/015.11-13.00E/W | 20
| FREQUENCY CONTROL DEVICE HFR 2A/015.11-14.00 E/W | 20
| ACTIVE LOAD SHARING WLAZ 5.12-03.00 E/W | 20
| UNDER VOLTAGA CONTROLLER HNU OA/015.03-12.00 E/W | 20
| REVERSE POWER CONTROLLER , WALCHER - RW 14 1A | 20
02-04-00240 | EQUIPMENT: DIESEL GENERATOR / EXCITATION UNIT
COMPANY/ MANUFACTURER: SIEMENS
QUANITY: 2
SITE: SADDAM MEDICAL CITY / SERVIC BUILDING
| CURRENT TRANSFORMER UJ180/75 | 12
| CAPACITOR 50 HZ 3X10 UF 1325832-A4106-K009 | 12
| YEACTOR 1, 375KVA, 382V 50 HZ 1.2A D203 | 4
| RESISTOR 5 OHM 6,7A 3PY6001-4F | 12
| RESISTOR 1500 OHM 30 W P 20 | 4
| RESISTOR JE 4,7 OHM P20- P20 | 4
TRANSFORMER 600 / 24V 7,2VA
| 50 HZ 4AM47 (EJ66/22) | 8
| TRANSFORMER 5/1A 15VA 50 HZ 2AM47 (EJ66/22) | 8
| TRANSFORMER 1.405KVA 50HZ D20B | 4
| RECTIFIER 87V 16 , 2.A SS16 DO4EKCDB | 4
| CONTROLLER DODULE SPRESYIS 6GA2 490 - 0A | 4
02-04-00241 | EQUIPMENT: DIESEL GENERTOR
COMPANY/ MANUFACTURER: SIEMENS AG KHD
SITE:SADDAM MEDICAL CITY / SERVIC BUILDING
| RADIATOR COOL UNIT 15 KW , 380V , 50HZ GEA, 320 , 107 , 3601 | 16
| ENGINE HEATER 12,1KW , 380V , 50 HZ JKL 7301, 12,802, 0232, E1 , 1 | 4
| COOLING WATER PUMP 11KW , 380V , 50HZ EDUR, NUB 700G , 165L | 4
| PRE LUBRICAICATION PUMP 1.9KW , 380V , 50HZ JKL41, 380, 3L , L , VWG- MZ , 14 | 4
| PRESSURE MONITOR FOR LUBE OIL 307DC10 .4A 126, 2990KZ8742-32 | 4
| LEVEL MONITOR FOR LUBE OIL PAN 40VD/1A 204, 7993KZ 099- 48 | 4
| PRESSURE MONITOR FOR LUBE OIL 30VAC10 , 1A126 2989 KZ 8742-32 | 4
| TEMPERATURE SENSOR FOR LUBE OIL 126 2492 KZ 8942- 15 | 4
| ELECTROMAGNET ‘’ EMERGENCY STOP ‘’ 24VDC , 48W 212 7648 ECE178- 17 | 4
| STARTING , SOLENOID VALVE 3/2 WAY VALVE 24VDC , 0 ,83A 2076684 KZ 0199- 35 | 4
| MOTOR SPEED CONTROL 220V , 0.08A 2127465 EZ 0178- 27 | 4
| ELECTROMAGNET ‘’ STOP ‘’ 24VDC, 0.25A 2127456 EZ 0178 -27 | 4
| TACHO- GENERATOR 1173290 KZ 8942-25 | 4
| SPEED INDICATOR 1263232 KZ 8742- 25 | 4
| START AIR COMPRESSOR 4KW, 380V 50 HZ SAUER U.SOHN W193L – 100 | 8
| PRESSURE SWITCH SIEMENS 6KCZ | 8
| MAGETIC VALVE JUNCUMATIC V201- F | 8
| PRESSURE FAILURE SIEMNS 6KCZ | 8
02-04-00242 | EQUIPMENT: OPEN CENTRIFUGAL CHILLER
MODEL: COMPRESSOR MODEL NO: 17FA561T
SERIAL NO: 500629
ECONOMIZER: MODELNO: 17FA375 -219
SERIAL NO: 900669
ELLIOTT TURBINE: TYPY: 2CYRPQ-D
SERIAL NO: B10
COMPANY\ MANUFACTURER: CARRIER.
QUANTITY: 3
SITE:SADDAM MEDICAL CITY\ LOCATION SERVICE BULLDINQ
| COMPRESSOR ASSY 500629 | 2
| EOONOMIZER ASSY 900669 | 2
| ELLIOTT TURBINE ASSY B10 | 6
| H-COUBLING ASSY | 12
| PUMP DOWN UNIT 890 | 6
| SPEED TACHONETER 0-10000 RPN | 12
02-04-00243 | EQUIPMENT: STEAM BOILER
MODEL: A-TTP -6448-6449-6450-6451
COMPANY\ MANUFACTURER: COCHRAN-NEI-SCOTLAND TELEX: 778183 (COCRAN G)
QUANTITY: 4
SITE:SADDAM MEDICAL CITY/ LOCATION/ SERVICE BUILDING
| FIRE TUBE O.D=2.5 INCHLENGTH:-6M THICKNESS =3.6 M.M | 4000
| FIRE TUBE O.D=2.5 INCHLENGTH:-6M THICKNESS =6.3 M.M | 1200
02-04-00244 | EQUIPMENT: ABOSRPTION CHILLER
MODEL: 16 JE 707-28 SERIAL NO: 28C 20065
COMPANY\ MANUFACTURER: CARRIER, JAPAN DD:- MAR -1982
QUANTITY: 6
SITE:SADDAM MEDICAL CITY LOCATION: SERVICE BUILDING
| EVAPORATOR TUBES | 2 | set
| CONDENSER TUBES | 2 | set
| GENERATOR TUBES | 2 | set
| ABSORBIR TUBES | 2 | set
| HFAT EXCHANGER | 4
| HERMTIC SOLUTION PUMP | 36
| EVAPORATOR ELEMINATOR | 2
| CONDENSER ELEMINATOR | 2
| GENERATOR ELEMINATOR | 2
| ABSORBER ELEMINATOR | 2
| EVAPORATOR SPRAY NOZZLES | 2 | set
| ABSORPER SPRAY NOZZLES | 2 | set
| DIAPHRAGM VALVE 1/2 INCH | 40
| DIAPHRAGM VALVE 1 INCH | 20
| LITHUME BROMIDE SOLUTION | 6000 | lt
| INHIBITOR (LICRO4 ) | 20 | lt
| OCTYL ALCOHL | 100 | lt
| RETUBING TOOLS FOR ALL KIND OF CHILLER TUBES | 4 | set
| HIGH VACCUME PUMP | 4
| CONTROL STEAM VALUE | 4
| STEAM TRAPS | 10
| CONDENSATE SIGHT GLASS | 12
| CONTROL PANNEL | 2
| COMPLETE SET OF GASKET & SEALING STRIPS | 20
| TUBE CLEANING TOOLS (WATER & AIR) | 4 | set
02-04-00245 | EQUIPMENT: - SUBMERSIBLE DRINAGE PUMP
MODEL: AS BELOW
COMPANY\ MANUFACTURER: EUROPEAN
QUANTITY: AS BELOW
SITE: SADDAM MEDICAL CITY LOCATION: GENERAL HOSPTALS
| ELECTRIC SUBMERSIBLE DRAINAGE PUMP WITH DOUBLE CASING AND WATER COOLED MOTOR | 240
1.5 INCH PLIN SPIGOT
8 M HEAD , 100 L / MIN FLOW
240V , 1PH , 50 HZ
AS ABOVE BUT :
| 2 INCH PLAIN SPIGOT | 40
15M HEAD , 400 L / MIN FLOW
380V , 3PH ,50HZ
| AS ABOVE BUT: | 80
3 INCH PLIN SPIGOT
15 M HEAD , 700 L / MIN FLOW
| SUBMERIBLE PUMP SUITABLE FOR CONTINUOUS OPRATION , SINGLE CHANNEL IMPELLER , SLOTTED FLANGE OUTLET (6 INCH ) | 40
5.5 KW , 380V , 3PH , 50HZ ,
HEAD 12 M, FLOW 1250LT. / MIN.
02-04-00246 | EQUIPMENT: - ALKALINE BATTERIES FOR GENERATING SETS
COMPANY\ MANUFACTURER: EUROPEAN
QUANTITY: AS BELOW
SITE:SADDAM MEDICAL CITY AND GENERAL HOSPITALS
| NICKEL - CADMIUM BATTERY BLOCK , 24 VDC , 280 AMP.HR, SHIPPED DRY , WITH SUITABLE | 160
ELECTROLYTE SAPARATED. SUITABLE FOR GENERATOR STARTER.
| AS ABOVE BUT : | 80
110 VDC , 100 AMP - HR
SUITABLE FOR ELECTRICAL SWITCHGEARS
02-04-00247 | EQUIPMENT: - HOSPITAL LIFTS COMPLETE
COMPANY\ MANUFACTURER: EUROPEAN SUPPLIRES
QUANTITY: AS BELOW
SITE: SADDAM MEDICAL CITY, GENERAL HOSPITALS
| HOSPTAL , STANDARD , 24 - PASSENGERS PATIENT BED , SIDE OPEN DOORS , 21 FLOORS , STAINLESS STEEL DOORS , WITH ALL PARTS NEED TO REPLACE EXISTED LIFTS ( ERECTION AND OPERATION ) FOR MEDICAL CITY | 2 | pcs
| AS ABOVE BUT BED LIFT 4- FLOORS FOR SADDAM GENERAL HOSPITAL. | 2 | pcs
| AS ABOVE BUT 6 - PASSENGERS 4- FLOORS FOR SADDAM GENERAL HOSPITALS | 4 | pcs
| AS ABOVE BUT 6- PASSENGERS 7- FLOORS CENTER OPEN DOORS FOR CENTRAL CHILD HOSPITALS | 6 | pcs
| AS ABOVE BUT BED LIFT , 7- FLOORS FOR CENTRAL CHILD HOSPITALS | 4 | pcs
AS ABOVE BUT 13 - PASSENGER
| 12 - FLOOR. MOH | 2 | pcs
| CARGO LIFTS 2 FLOORS LOOD 4000 KG. SIDE OPENING DOORS. FOR BASRAH DRUG STORES. | 2 | pcs
02-04-00248 | Equipment: AIR HANDLING UNITS
MODEL: EUROPEAN
MANUFACTURER: EUROPEAN
QUANTITY: AS BELOW
SITE:SADDAM MEDICAL CITY /
| V-BELT 92B | 80
| V-BELT 96B | 160
| V-BELT 120B | 80
| V-BELT 128B | 80
| V-BELT 144B | 80
| V-BELT 163B | 40
| V-BELT 39B | 40
| V-BELT 136B | 80
| V-BELT 89B | 40
| V-BELT 173B | 40
| V-BELT 49B | 20
| V-BELT 158B | 20
| V-BELT 78B | 40
| V-BELT 112B | 40
| V-BELT 45B | 20
| V-BELT 85B | 40
| V-BELT 130B | 40
| V-BELT 180C | 40
| V-BELT 166C | 40
| V-BELT 158C | 40
| V-BELT 925*9.5 | 40
| V-BELT 1200*13 | 40
| V-BELT 1500*17 | 40
| V-BELT 1150*17 | 40
| V-BELT 1525*13 | 40
| V-BELT 1250*17 | 40
| V-BELT 1450*17 | 40
| V-BELT 1350*17 | 40
| V-BELT 2400*17 | 80
| V-BELT 1500 SPZ | 40
| V-BELT 1600 SPZ | 40
| V-BELT 900 SPZ | 40
| V-BELT 1600 SPA | 40
| V-BELT 1700 SPA | 40
| V-BELT 1800 SPA | 40
| V-BELT 1200 *9.5 | 40
| V-BELT 1800*17 | 40
| V-BELT 2430*17 | 40
| V-BELT 2280*17 | 40
| V-BELT 2400*17 | 40
| V-BELT 1600*17 | 40
02-04-00249 | EQUIPMENT: MEDICAL AIR COMPRESSOR
MODEL: V200A
MANUFACTURER: COMPAIR INDUSTRIAL LIMITED
QUANTITY: 3
SITE:SADDAM MEDICAL CITY / SURGICAL HOSPITAL
| MOTOR / COMPRESSOR UNIT COMPLETE | 2
02-04-00250 | EQUIPMENT: duplex Base Exchange softening plant for boiler feed make up
MODEL: SS 3300 MDH
COMPANY NAME: CLEAR WATER –ENGLAND
QUANTITY INSTALLED: 2
SITE:SADDAM MEDICAL CITY
| 1/8 INCH SOLINOID VALVE ASSEMPLY MANIUAL OVERRIDE | 48
| 4 INCH DIAPHRAM VALVE REPAIR KIT | 32
| 3 INCH DIAPHRAM VALVE REPAIR KIT | 16
| 2 INCH DIAPHRAM VALVE REPAIR KIT | 64
| 1 INCH DIAPHRAM VALVE REPAIR KIT | 16
| PROGRAMED REGENRATION CONTROL BOARD | 8
| CONTROL RELAYS | 40
| POWER PACK KVA TRANSFORMER 380V 50 HZ TO 220 V -24V | 12
| POWER PACK DC –220V AC-12V DC | 8
| PANEL INDECATOR SIGNAL LUMPS | 100
| MAIN LINE WATER FLOW METER | 8
| ION EXCHANGE RESIN -TYPE STRONG CATHION | 20
02-04-00251 | EQUIBMENT: SOFTENING PLANT BULK SALT
MODEL: 18A
COMPANY NAME: RESINFORM -LTD
QUANTITY INSTALLED: 1
SITE:SADDAM MEDICAL CITY
| BACK-WASHER FOR WATER INLET VALVE | 12
| GASGET FOR 4 INCH SALT FEED PIPE | 8
| FILTER SOCK ASSEMBLY | 24
02-04-00252 | EQUIPMENT: SOFTENING PLANT- MANUAL SALT LOADING OF SATURATOR
MODEL: 18 A
COMPANY NAME: RESINFORM -LTD
QUANTITY INSTALLED: 1
SITE:SADDAM MEDICAL CITY
| SCREW & BEARING | 8
| SEALING MATERIAL | 60
| V-BELT | 12
| BUSH N- TAPER LOCK | 8
| CHAIN | 4
| STROKET | 4
| OIL SEALS | 24
| COMPLETE TELEMATIC CONTACTOR TYPE DO93 B | 8
| COMPLETE TELEMATIC CONTACTOR TYPE D163 B | 8
| OVER LOAD UNIT | 4
| INDICATOR LUMPS | 40
02-04-00253 | EQUIBMENT: CHEMICAL DOSING PUMP
COMPANY NAME: RFC DOSING & CONTROL LIMITED \ UNITED KINGDOM
QUANTITY INSTALLED:
SITE:SADDAM MEDICAL CITY
| DUPLEX HAED DOSING PUMP TYPE FEDOS TK-10S COMPLETE WITH SUCTION VALVE & DISCHARGE VALVE ASSEMBLY | 4
| DOSING PUMP TYPE FEDOS ZTK-10 COMPLETE WIEH SUCTION VALVE & DISCHAREG VALE ASSEMBLY | 16
| DOSING PUMP TYPE MINIDOSE TM8K FOR INHIBITOR DOSING COMPLETE | 4
| DOSING PUMP TYPE MINIDOSE TM8K FOR BIOCIDE 1\2 DOSING COPLETE | 8
| DOSING PUMP TYPE MINIDOSE TM24K FOR ACID DOSING COMPLETE | 4
| DOSING PUMP TYPE MINIDOSE TM24K FOR CAUSTIC DOSING COMPLETE | 4
| CONDUCTIVITY METER TYPE LTH | 4
| PH-METER TYPE LTH | 4
| PROBE TYPE LTH | 4
| DOSING PUMP TYPE MINI DOSE TMK8K COMPLETE | 4
| DOSING PROGRAMER TYPE BCA | 24
| RESIN CATION | 100
02-04-00254 | Equipment: Boiler
Model: Nos. A/TTP/6448-49-50-51
Company name: Thompson Cochran
Quantity installed: 4
Site:SADDAM Medical City
| Burner motor 380-V 5.5 KW | 4
| FD fan motor 380-V 18.5 KW | 4
| Photocell - SAK W8 | 32
| Photocell Amplifier | 16
| Servo motor | 16
| Sequence cam timer | 16
| Ignition electrode | 16
| Electrode insulators | 16
| Balance relay | 32
| Burner sky – 60 | 4
| Ignition transformer | 4
| Modulation valve | 8
| Float magnetic switch | 32
| Tube brushes for plane tubes | 80
| Tube brushes for stay tubes | 40
02-04-00255 | Equipment: Pumps
Model: ERP- 80, 3” NT
Company name: WORTHINGTON SIMPSON LTD.
Quantity installed: 6
Site:SADDAM Medical City
| Boiler feed pump ERP- 80 Q= 150 m3/hr , H= 200m | 4
| Emergency boiler feed pump 3” NT 6 stage | 8
02-04-00256 | Equipment: ABSORPTION CHILLER
Model: 16 JE 707- 28, 28C20065
Company name: CARRIER AIRCONDITIONING COMPANY
Quantity installed: 6
Site:SADDAM Medical City
| Solution pump | 12
| Refrigerant pump | 4
02-04-00257 | Spare Parts for Mitsubishi Pager
Model Lo42vk J And Lo47 VHJ Engine 4G 54
| MD 101316 Engine assay-Short | 20
| MD 997063 Gasket Kit Engine Overall | 60
| MD 997022 Gasket Kit Upper | 40
| MD 997110 Liquid Gasket | 40
| MD 020718 Packing , Semi Circular | 60
| MD 026520 Head Assay, Cylinder | 20
| MD 026514 Seat,Valve inlet | 80
| MD 024546 Seat, Valve exhaust | 80
| MD 020561 Guide, Valve exhaust | 80
| MD 020551 Guide, Valve inlet | 80
| MD 072821 Packing , Circular | 40
| MD 026654 Gasket, Cylinder Head | 160
| MD 026815 Bearing Set Crankshaft STD | 60
| MD 02816 Bearing Set Crankshaft 0.25 | 40
| MD 026817 Bearing Set Crankshaft 0.50 | 40
| MD 069947 Oil Seal | 40
| MD 020347 Case,Timing Chain | 40
| MD 026921 Piston Wl Pin STD | 80
| MD 026932 Piston Wl Pin 0.50 | 80
| MD 026933 Piston Wl Pin 0.75 | 80
| MD 026934 Piston Wl Pin 1.00 | 80
| MD 020855 Rod Assay , Connecting | 20
| MD 107813 Ring Set, Piston STD | 120
| MD 107815 Ring Set, Piston 0.50 | 120
| MD 107816 Ring Set, Piston 0.75 | 120
| MD 107817 Ring Set , Piston 1.00 | 80
| MD 027474 Crankshaft | 20
| MD 024812 Gear Ring | 40
| MD 026786 Flywheel | 20
| MD 002613 Bearing Flywheel Ball | 60
| MD 026430 Bearing Set Connecting Rod STD | 60
| MD 026431 Bearing Set Connecting Rod 0.25 | 60
| MD 026432 Bearing Set Connecting Rod 0.50 | 60
| MD 021247 Gear,Distributor | 40
| MD 021246 Sprocket, Camshaft | 60
| MD 021230 Chain,timing | 80
| MD 021232 Guide,Chain Loose SID | 60
| MD 021213 Sleeve, Complete( Chain tensioned) | 40
| MD 020843 Sprocket, Crankshaft | 60
| MD 021231 Guide,Chain Tension Side | 20
| MD 023226 Arm, Rocker | 80
| MD 023151 Camshaft | 60
| MD 083851 Valve,Exhaust | 40
| MD 083849 Valve Inlet | 40
| MD 000508 Seal , Valve Stem | 20
| MD 092660 Gauge unit ,Oil Pressure | 30
| MB 436331 Insulator,Engine Support Front | 20
| MB260670 Insulator,Engine Support Rear | 40
| MB260677 Insulator,Transter Support | 20
| MD031805 Filter Oil | 60
| MD025550 Pump Assy,Oil | 40
| MD025553 Rotor Assy,Oil Pump | 20
| MD021181 Sprocket,Oil Pump | 20
| MD021180 Sprocket,Oil Pump(Crankshaft) | 20
| MD025509 Chain,Oil Pump | 60
| MB248533 Tank,Fuel | 10
| MB408477 Gauge and Pipe Assy,Ful | 20
| MB129591 Strainer,Fuel | 20
| MD027080 Pump Assay, Fuel | 60
| MD023389 Insulator, Fuel Pump | 40
| MD092689 Crabbier Hour Assay | 40
| MB181201 Cable, Throttle | 20
| MB181331 Cable,Choke | 40
| MB221723 Hose,Radiator Lower | 20
| MB221722 Hose,Radiator Upper | 20
| MB221785 Shruod,Rad.Upper | 40
| MB221787 Shruod,Rad.Lower | 40
| MB008170 Tank Assy,Condenser | 20
| MD997203 Pump,Water | 60
| MD011149 Fan,Cooling | 40
| MD027458 V-Belt | 120
| MD603071 Elment,Air Cleaner | 40
| MD104576 Clutch,Fan | 60
| MD014607 Manifold,Exhaust | 20
| MD252453 Pipe ,Exhaust, Front | 40
| MD100431 Starter Assay | 60
| MD607997 Switch Assy,Solenoid | 40
| MD611372 Clutch, Overrunning | 40
| MD611365 Armature Set | 40
| MD607892 Bearing,Front | 20
| MD607903 Bearing Rear | 20
| MD607554 Brush,Starter | 120
| MD607556 Brush,Starter | 120
| MD611366 Yoke Assay | 60
| MD611364 Bracket Assay | 40
| MD109166 Alternator Assay | 80
| MD611343 Bearing,Front | 60
| MD611150 Bearing, Rear | 60
| MD611256 Rectifier Assay | 60
| MD11432 I.C Regulator | 60
| MD611516 Rotor Assay | 40
| MD611035 Brush, Alternator | 60
| MD602949 Cap Assay Distributor | 40
| MD607394 Support Assay (Point) | 20
| MD602758 Rotor Assay Distributor | 40
| MD109182 Cable Set,Spark Plug | 20
| MD026710 Cable Set, High Tension | 20
| MS851182 Plug,Spark | 2000
| MD003820 Coil Assy,Ignition | 40
| MD611517 Stator Assy,Alternator | 40
| MD603208 Resistor Assay | 20
| MD101250 Relay Wldiode | 20
| MD723861 Disc, Clutch | 60
| MD724736 Cover Assy , Clutch | 40
| MD719469 Bearing,Clutch Release | 80
| MD712383 Cylinder Assy, Clutch Release | 80
| MD997786 Repair Kit Clutch Release Cylinder | 40
| MB012098 Cylinder Assy, Clutch Master | 40
| MB012161 Cylinder Kit, Clutch Master | 40
| MD724273 Manual Transmission Sub.Assy(KM145-9) | 20
| MD997757 Gasket Kit ,Transfer | 40
| MD725129 Retainer,Bearing Front | 40
| MB012251 Hose. Clutch | 80
| MD725078 Pinion Assy .Main Drive | 80
| MD722888 Gear Assy.3rd Speed | 40
| MD703774 Gear Assy.2nd Speed | 40
| MD716103 Gear Assy.1st Speed | 40
| MD703980 Gear Assy.Overtop | 40
| MD717609 Gear Counter Shaft, Cluster | 20
| MD715769 Gear Counter Shaft, Reverse | 20
| MD703763 Gear Counter Shaft, Overtop | 20
| MD715770 Gear Reverse Idler | 20
| MD718407 Hub & Sleeve, Synchronizer | 20
| MD701465 Ring Synchronizer | 20
| MD717527 Ring Synchronizer | 20
| MD717528 Ring Synchronizer | 20
| MD715576 Bearing ,Input Shaft | 40
| MD716917 Bearing ,Main Shaft | 40
| MD717159 Counter Shaft, Cluster | 40
| MD703798 Counter Shaft, Cluster | 40
| MD701577 Bush,Control Lever | 20
| MD703555 Fronk,Shaft 3rd, 4th | 40
| MD718064 Fronk,Shaft 1ST, 2nd | 20
| MD703865 Fronk,Shaft Rev,Overtop | 20
| MD705466 Gear, Speedometer Driven | 30
| MD721242 Transfer, Sub Assy | 20
| MD704164 Oil Seal,Input Shaft | 20
| MD724726 Gear, Input | 20
| MD724729 Gear, Sub TIF | 20
| MD704120 Bearing, Ball TIF | 40
| MD154224 Shaft Assy , Propeller Front | 20
| MB000393 Joint, Universal Front | 20
| MB505060 Shaft Assy, Propeller Rear | 20
| MB000267 spider Kit, Rear Prop Shaft | 20
| MB526271 Joint & Shaft Kit RH | 20
| MB526270 Joint & Shaft Kit LH | 20
| MB526273 Repair Kit LH (Inner) | 20
| MB526147 Joint Kit RH (Inner) | 20
| MB393917 Shaft Assy (Inner) | 20
| MB Bearing .Inner Shaft | 20
| MB527404 Gear Set,Diff, Front Axle | 20
| MB185456 Gear Set,Final Drive , Front Axle | 20
| MB393001 Case Diffi, Front Axle | 20
| MB092348 Bearing, Dive. Side ,Front Axle | 20
| MB393883 Oil Seal ,Front Axle | 20
| MB526395 Oil Seal, Front Wheel | 20
| MB092749 Bearing, Front Wheel(Inner Outer) | 40
| MB366466 Disc , Brake Front | 200
| MB393852 Shaft Assy. Rear Axle | 20
| MB092432 Bearing, Rear Wheel | 40
| MB092288 Oil Seal, Rear Wheel | 20
| MB527310 Gear Set Dive, Rear Axle | 40
| MB 527247 Gear Set Final Drive , Rear Axle | 40
| MB 393471 Bearing , Drive Pinion Front Rear Axle | 20
| MB 393470 Rear Bearing , Drive Pinion Axle | 20
| MB 160949 Seal Bearing , Drive Pinion Axle | 20
| MB 393583 Case, Dive. Rear Axle | 20
| MB 7250 Shaft Kit, Dive Rear Axle | 20
| MB 527403 Shaft Kit, Dive Front Axle | 20
| MB 534245 Drum, Rear Brake | 20
| MB 241155 Arm Kit , Upper Left Hand | 20
| MB 241156 Arm Kit , Upper Right Hand | 20
| MB 109643 Bush, Pivot Upper | 20
| MB 176309 Ball Joint Kit Upper | 20
| MB 109647 Army. Lower Left Hand | 20
| ARM ASSY LOWER RH MB109648 | 20
| BUSHING LOWERARM (A) MB109662 | 20
| BUSHING LOWERARM (B) MB109684 | 20
| SHAFT LOWER ARM MB109661 | 20
| BALL JOINT KIT LOWER MB176308 | 20
| KNUCKLE ASSY.LH MB430847 | 20
| KNUCKLE ASSY.RH MB430848 | 20
| OIL SEAL,STEERING KNUCKLE MB160850 | 20
| BEARING ,NEEDLE STEERING KNUCKLE MB160670 | 20
| ABSORBER,FRT SHOCK MB303366 | 20
| ABSORBER REAR SHOCK MB242815 | 20
| TORISON BAR LH MB349929 | 20
| TORISON BAR RH MB349930 | 20
| HANGER,STABILIZER MB109712 | 20
| SPRING ,REAR MB339052 | 20
| BUSHING RUBBER REARSPRING MB111071 | 40
| BUSHING RUBBER REARSPRING MT362394 | 40
| BUSHING RUBBER REARSPRING MB111203 | 40
| PISTON BRAKE CALIPER MB082335 | 40
| REPAIR KIT,PAD MB407216 | 40
| REPAIR KIT WHEEL CYLINDER REAR MB277480 | 40
| BOOSTER KIT BRAKE MB277480 | 40
| VALVE BLEND PROPORATION BRAKE MB316477 | 40
| WHELL ASSY STEERING MB701788 | 40
| SHAFT STEERING INTERMEDIATE MB412330 | 40
| SHAFT ,STEERING LOWER MB437283 | 40
| GEAR ASSY ,P/S MB350781 | 40
| SEAL KIT ,P/S GEAR MB350847 | 40
| COVER ASSY ,SIDE P/S GEAR MB350845 | 40
| ARM KIT ,PITMAN MB241973 | 20
| ARM KIT IDLER MB241830 | 20
| END KIT TIEROD INNER MB241206 | 20
| END KIT TIEROD OUTER MB241171 | 20
| PUMP P/S MB351969 | 20
| SEAL KIT P/S PUMP MB351156 | 20
| CARTRIDGE KIT P/S PUMP MB351156 | 20
| V-BELT P/S MB166411 | 40
| CAP RESERVOIR P/S MB288989 | 40
| HOSE ASSY PRESSURE P/S MB501301 | 80
| BUMPER ASSY ,FRT MB369621 | 80
| SIDE BUMPER FRT LH MB369581 | 80
| SIDE BUMPER FRT RH MB369582 | 40
| FACE ASSY BUMPER REAR MB 403850 | 40
| SIDE BUMPER REAR LH MB403553 | 40
| SIDE BUMPER REAR RH MB369554 | 20
| BEZEL KIT LH MB377401 | 20
| BEZEL KIT RH MB377402 | 20
| PANEL HOOD MB408462 | 20
| CABLE,HOODLATCH MB021373 | 40
| SUPPORT H/L MB408588 | 40
| GLASS,W/S MB198745 | 40
| WEATHER STRIP W/S GLASS MB198776 | 40
| PILLAR ASSY ,FRT LH MB274891 | 40
| PILLAR ASSY ,FRT RH MB274894 | 40
| SWITCH,IGNITION MB184367 | 40
| REGULATOR FRT DOOR WDOLH MB257901 | 40
| LATCH FRT DOOR LH MB365307 | 20
| LATCH FRT DOOR RH MB365308 | 40
| MIRROR ASSY DOOR LH MB198219 | 80
| MIRROR ASSY DOOR RH MB198220 | 80
| PLATE BACK STEP MB274672 | 20
| REINF (A)BACK STEP MB247670 | 20
| SEALED BEAM MS 820130 | 20
| LENS ASSY FRT COMB LH MB285909 | 20
| LENS ASSY FRT COMB RH MB285910 | 20
| BULB,LAMP FRT COMB MB084721 | 80
| BULB,LAMP FRT COMB +REARCOMB MF820332 | 80
| BULB,LAMP ROOM MF820512 | 80
| BULB,LAMP LICENCE PLATE MF820062 | 80
| LENS ASSY REARCOMB LH MB286913 | 80
| LENS ASSY REARCOMB RH MB286914 | 80
| BULB LAMP REAR COMB MB820038 | 80
| BLADE ASSY W/S MB184023 | 80
| GAUGE OIL PRESSURE MB521131 | 80
| GAUGE VOLT MB521129 | 40
| SPEEDOMETER MB281077 | 40
| TACHOMETER MB281080 | 20
| GAUGE ASSYFUEL &TEMP MB281084 | 20
| DIGITAL CLOCK MB521100 | 20
| CABLE SPEEDOMETER MB249239 | 20
| SWITCH COLUMN(T/SIG+HL+WIPER) MB434922 | 40
| FLASHER UNIT MB541186 | 40
| RELAY INTERMITENT WIPER MB196422 | 40
| RELAY LIGHT CONTROL MB046436 | 40
| RELAYHEATER AC MB084670 | 40
| RESISTOR HEATER MB272517 | 60
| MOTORBLOWER HEATER MB298018 | 60
| CONDENSER A/C MB239454 | 60
| RELAYA/C MB261260 | 40
| SWITCH A/C(ON-OFF) MB199890 | 40
| SWITCH TEMP A/C MB188771 | 40
| SOLENOID VALVE A/C MB272125 | 40
| COMPRESSOR ASSY A/C MB332577 | 40
| CLUTCH MAGNETIC A/C MB332578 | 40
| BELT A/C MB239498 | 40
| HOSE A/C MB380522 | 40
| HOSE A/C MB239462 | 40
| RELAY POWER MB332525 | 40
| SEAL,COMPRESSOR SHAFT MB438304 | 40
| THERMOSTAT A/C MB239484 | 20
| SWITCH PRESSURE A/C MB239485 | 20
| PULLEY ASSY TENSION A/C MB239493 | 20
| RECIEVER MB199882 | 20
| VALVEEXPANSION MB298891 | 20
02-04-00258 | Equipment : Meat cold store 5 Ton
company name : BRSTGOLD
| Compressor R5 O2 | 10
02-04-00259 | Equipment : Meat cold store 3 Ton
company name : BRSTGOLD
| Filter wire | 20
| -Fan motor | 20
| - Expansion valve 5 ton E+ Passion | 4
| - Solenoid valve 5 ton | 4
| Main Timer | 6
| High low presser | 8
02-04-00260 | Equipment : Meat cold store 2 Ton
ISPAIN
| FAN condenser | 12
02-04-00261 | Equipment : Meat cold store
company name : Carl Wise ( Germany)
| Compressor | 12
| Inter FAN | 12
| Outer FAN | 6
| condenser net work | 6
| Timer | 12
| High low pressure | 12
| - Solenoid valve | 12
02-04-00262 | Equipment : Meat cold store
company name : Via (Germany)
| low pressure | 24
| High pressure | 24
| Evaporator Heater | 30
| Different Fuses | 100
| thermostat | 24
| Alarm part | 6
| - solenoid valve | 24
| Outer FAN | 24
| inner FAN | 24
| Evaporator network | 12
02-04-00263 | Equipment : Vegetable Cold store
Cmpton name : Omega ( Canada)
| Compressor | 12
| Inter FAN | 12
| Outer FAN | 12
| High - low pressure | 6
| THERMOSTAT | 6
| Timer | 6
| Starter | 12
| condenser network | 6
02-04-00264 | Equipment : Blood refrigerator
company name : FREGORY( Italy)
| Compressor | 40
| Outer fan motor | 40
| Inter fan motor | 40
| THERMOSTAT | 40
02-04-00265 | Equipment : Blood refrigerator
Company name : FOSTER
| High - low pressure | 20
| Inter FAN | 30
| Compressor | 40
| solid-state relay | 8
02-04-00266 | Equipment : Plasma Deep freezer
USA
| Compressor R22 | 18
| Compressor R5 O3 | 18
| Relay | 18
| Timer | 18
| pressure bracer | 18
| - solenoid valve R22 | 18
| - solenoid valve R5 O3 | 18
02-04-00267 | Equipment : Corps refrigerator
company name : THALHAIMER
| THERMOSTAT | 18
| Expansion valve | 20
| - solenoid valve | 20
| Motor for Evaporator FAN | 20
| Motor for Condenser Fan | 20
| worker Timer | 20
02-04-00268 | Equipment : corps refrigerator
company name : DDR (Germany)
| Outer fan motor | 20
| Inter fan motor | 40
| starter 25 amp | 30
| High - low pressure | 20
| - solenoid valve | 20
02-04-00269 | Equipment : corps refrigerator
TREEDING
| condenser net work | 8
| - filter dryer 1/2 | 20
| - fan motor | 24
| circle breaker | 30
| Sight glass | 8
| Compressor | 16
| - solenoid valve | 20
| THERMOSTAT | 12
| Expansion valve | 8
02-04-00270 | Equipment : Vaccine & medicine refrigerator
PMT
| Evaporator fan motor | 30
| condenser Motor | 30
| Expansion valve | 12
| THERMOSTAT | 12
| worker Timer | 16
| - high – low pressure | 16
| Starter | 40
02-04-00271 | Equipment : medicine cold stor
| Timer | 4
| outer fan | 12
| inner fan | 12
02-04-00272 | Equipment : Vaccine cold store
company name: SMETCO
| compressor | 8
| Timer | 8
02-04-00273 | Equipment : Vaccine & medicine refrigerator
SIMETCO COMPANY
| High low pressure' | 30
| Starter' | 40
| Expansion valve' | 20
| THERMOSTAT' | 12
| - condenser fan motor | 20
| Evaporator fan | 20
| - solenoid valve | 12
| Main ' worker Timer' | 30
02-04-00274 | Equipment : kerosene refrigerator
company name: UNICEF
V240 KE
| Flame | 20
| Glass | 100
| Heater | 100
02-04-00275 | Equipment : Refrigerator ( 4 doors)
TENICONTROL COMPANY
| - compressor 1/3 HP | 12
| - compressor 1/5 HP | 200
| - compressor 1/6 HP | 150
| THERMOSTAT' | 300
| over load with ' Relay' | 120
| condenser network' | 100
| ferine gas R12 | 30
| silver welding wire | 40
| -filter dryer | 100
| Lamp | 60
02-04-00276 | Equipment : Freezer
| - compressor 1/3 HP | 50
| - compressor 1/4 HP | 30
| Condenser Fan | 20
| THERMOSTAT' | 120
| over load with ' Relay' | 20
| ferine R12 | 10 | bottle
| - motor 1/2 HP | 60
| - motor 1/3 HP | 60
| - motor 1/5 HP | 60
| - motor 1/4 HP | 60
| motor fan TOSHIBA | 80
| Motor NATIONAL | 90
| motor fan JEPSON | 30
| motor fan GENERAL | 40
| motor fan METSUBISHI | 50
| Lamp | 80
| -motor 1/6 HP | 80
02-04-00277 | Equipment : Air condition 2 ton | 0
| Compressor | 1200
| motor fan (Mitsubishi) | 200
| motor fan (TOSHIBA) | 200
| motor fan (GENERAL) | 100
| motor fan (JEPSON) | 200
| motor fan( golfer) | 50
| Switch off | 600
| THERMOSTAT' | 820
| - ferine 22 ( 13.5 kg / bottle) | 280
| - ferine 12 (13.5 kg / bottle) | 260
| -ferine 5 O2 ( 13.5 kg / bottle) | 120
| compressor (GENERAL ) | 30
02-04-00278 | Equipment : Air cooler
| Motor | 50
| Water pump | 50
02-04-00279 | Equipment : air condition 2.25
| Compressor | 30
02-04-00280 | Equipment : Water cooler
| - compressor 1/4 HP | 50
| - compressor 1/3 HP | 40
| THERMOSTAT' | 50
| worker Switch | 40
| condenser network' | 40
| - fan motor | 50
| - ferine 12 | 30
02-04-00281 | Equipment : kitchen equipment
| power pile generator for tilting braising pan | 6 | pcs
| motor 2.5 ton | 12 | pcs
02-04-00282 | Equipment : Mince machine
| Mince Knife | 12
| Mince Motor | 12
02-04-00283 | Equipment : Meat saw
| Motor | 12
| saw cutter | 12
02-04-00284 | Equipment : Washing machine
company name : ELECTROLIX
| timer | 8
| Motor | 8
02-04-00285 | Equipment : laundry
| V- belt A- 65 laundry washer | 16 | pcs
| V- belt B- 64 laundry washer | 8 | pcs
| V- belt B-67 laundry washer | 16 | pcs
| V- belt A- 75 laundry extractor | 28 | pcs
| V- belt dryer tumbler | 8 | pcs
| V- belt B – 105 dryer tumbler | 8 | pcs
| V- belt B-60 dryer tumbler | 8 | pcs
02-04-00286 | Equipment : Washing machine 50 kg
company name : dboelerat ( sewed)
| ballbearing set | 18
| THERMOSTAT' | 18
| Drain | 30
| - starter 20 amp | 200
| program | 30
| Timer' | 18
| balance Switch | 18
| Solenoid | 48
| worker Switch | 100
| - motor 5.5 Kw | 6
| - motor 1.1 Kw | 6
| - set blabbering FIE 5O3 | 6
| card | 12
| set Blabbering FI4O3 | 6
02-04-00287 | Equipment : washing machine for surgical instrument
Germany company G7735
| card | 24
02-04-00288 | Equipment : children clothes dryer
| drying Motor | 12
02-04-00289 | Equipment : children clothes press
| press Motor | 12
02-04-00290 | Equipment : drying tumbler
| company name : ELECTROLIX | 40
| Drying heater | 10
| main motor | 8
heating sensor
02-04-00291 | Equipment : drying tumbler
UNY- dish company
| Heater type TT746 | 400
02-04-00292 | Equipment : steam dryer
SWEED
| - Steam trap | 20
| Motor | 6
| reveres timer | 6
Radiator
02-04-00293 | Equipment : boilers
| Contactor 40 A 220 V | 12 | pcs
| Condincing water pump 18.5 Kw rpm –1500 | 6 | pcs
| hot water pump 3 Kw rpm = 1450 | 6 | pcs
| centrifugal type U97128 220V 15 A | 6 | pcs
| Soave flex | 6 | pcs
| side glass temperature circular 30 cm | 6
02-04-00294 | Equipment : boiler
CAM INDUSTRIES ING 18250 68TH AVENLE SOUTH KENT WASHING TON 98030
| heater 75 Kw long 50 cm | 12
02-04-00295 | Equipment : Steam boiler
SWEED
| Main control | 100
| Oil pump | 50
| High tension TRANSFORMER | 40
| Lighter cell | 100
| water Motor | 10
| Thermometer | 20
02-04-00296 | Equipment : Incinerator
HOFAL COMPANY - SWISS
| - high pressure transformer | 40
| - relay 220 v | 60
| - solenoid valve | 60
| Lighter cell | 50
| Oil pump | 30
| - high pressure transformer cable | 1000
| electron | 60
| Nozzle ' | 60
02-04-00297 | Equipment : Incinerator
Company name: HOFAN
| electric control circuit | 4
| Flame | 8
02-04-00298 | Equipment : Air handling unit
ISPAIN
| Valve | 180
| - belt SPA 1500 LW | 180
| - belt SPA 1202 LW | 150
| - belt SPB 2300 LW | 180
| - belt SPB 2120 LW | 90
| - belt SPZ 1262 LW | 60
| - belt SPZ 1482 LW | 90
| belt SPZ 1600 LW | 120
| - belt SPZ 1337 LW | 90
| - belt SPZ 1862 LW | 90
| - belt SPZ 1532 LW | 60
| - belt SPZ 1557 LW | 60
| - belt SPZ 1562 LW | 90
| - belt SPZ 1800 LW | 120
| - belt SPZ 1087 LW | 90
| - belt SPZ 1060 LW | 90
| - belt SPZ 1000 LW | 90
| - belt SPZ 750 LW | 90
| - belt SPZ 1400 LW | 60
| Filter paper | 1200
| -supporter 45mm | 54
| - diagram DL 11011 | 900
| Filter | 1200
02-04-00299 | Centrifugal chiller
Model :CVGA 150 KW 1989 - France - company/TRANE
| Oil pump | 2
| Contactor 300A rattail at AC3 , 380 V , telemecanique | 6
| Over Load 250A Telemecanique | 2
| Rebuilt set for compressor contains all bearings and gaskets (250 TON,150KW,3Q,50HZ,380V,R12 WATER COOL) | 2
| Circuit break 16A 2poles Marlingreen | 12
| Isolator 500A Marlingreen | 2
| Fuse 400A | 12
| Guide vanes actuator | 2
| Modulator on suction line | 2
| Circuit breaker 3poles 5A | 4
| Oil heater | 8
| Chilled water temp sensor | 8
| Cooling water temp sensor | 8
| Operating card (electronic) | 4
| Full information collage | 4
| Flow switch | 8
| Vacuum | 2
| pump down unit capacity :1.5 ton , R12 , R22 , R502 | 2
02-04-00300 | Chiller ReciprocatingComp. 75TON FOR EACH R22 (3Q,50HZ,380V)
Company/ TRANE - France- model, 1989,- 300 ton , air cooled 4-compress
| Contactor AC3 380 V 90 KW telemecanique | 12
| Contactor AC3 380 V 55 KW telemecanique | 12
| Contractor AC3 380 V 22 KW telemecanique | 6
| Operating Card(electronic) | 4
| Pressure Switch(high) | 8
| Pressure Switch(low) | 8
| Pressure Switch(Oil) | 8
| Pressure Switch(high) | 8
| Pressure Switch(Low) | 8
| Pressure Switch(oil) | 8
| Solenoid valve for unloaded | 24
| Solenoid valve on liquid line | 8
| Chilled Water Sensor (thermostat) | 4
| Flow Switch size (1 inch) | 8
| Expansion Valve | 8
| Service valve for compress on suction | 8
| Service valve for compress on distingue | 8
| Service valve on liquid line | 8
| Filter drier | 8
| Step controller type BT2 | 2
| Fan Thermostat | 6
| Over Load 105-75A | 8
| Over load 50-38A | 6
| Fuse 250A | 30
| Filter drier | 28
02-04-00301 | Steam Boiler
Company /. Wanson, Belgium- Model , 1982 -,Type 450- 5-Ton /hour
| Ignition Transformer 2x5000 V/220 V | 6
| Solinoid valve for gas 0.1 | 6
| Solinoid valve for Propane for ignition | 6
| Photo cell | 6
| Servomotor 24 V(modulator) | 6
| Sight glass for water level | 12
| Pressure gauge for steam 0-25 bar | 6
| High pressure switch | 12
| Differential pressure switch | 6
| Float switch | 6
| Gas oil pump 60 bar discharge 1”-1”1/4 | 6
| Water pump 5-stages | 12
| Low level alarm electrode | 6
| Thermometer for exhaust gases | 12
| Steam Safety valve | 6
| Pressure gauge for oil lobar | 12
| Ignition electrode | 6
| Complete mechanism for modulation | 6
| Contactor 80 A at AC3 rated Telemechanger | 12
| Overload 36 A -25A | 12
| Contactor 20 Arrayed at AC3 Telemechager | 12
| Overload 5A-10A | 8
| Transformer 220V-380V 500VA | 6
| Transformer 220V-24V 100VA | 6
| Tinier30S | 12
| Relay10A telemechanigue 220V Coil | 40
| Block timer 30S | 12
| Circuit breaker 100A | 6
| Fusible link 25A TRIPLE | 20
02-04-00302 | Boiler Comp. Hanson , BelegiumModel , 1982, type 450 , 5 ton/hr
| Fusible link 1 A | 24
| Fusible link 5 A triple | 10
| Fusible link 15 A triple | 40
| Program timer | 12
| Phase fair | 6
| Alkaline battery alkyd type UHP 150 , France | 80
02-04-00303 | Heat exchanger
| Steam trap 2” | 6
| Pressure guage 15 bar (for water ) | 20
| Thermometer 100 C. | 20
02-04-00304 | U.P.S Power supply
Francemodel 1985
| Alkaline battery type KPMP aft (1.2 v) | 340
| Alkaline battery type aft 115 SLP1 (1.2 v) | 164
02-04-00305 | Air hand untilled , VSV170 REP.V
| Air filter size 50cm x 62cm x 4.7cm | 480
| Contactor 30 A rated at AC3 | 40
| Over load 13-18 A | 40
| Over load 5-10 A | 40
| Alkaline battery SAFT , SLP8 | 72
02-04-00306 | Lift SORETEX/ THYSSEN , France model , 50711 , 50712 , 50713 , 50714
| Electronic card no. 16 | 8
| Electronic card no. 18 | 8
| Electronic card no. 20 | 8
| Electronic card no. 24 | 8
| Transformer kit for control the field of generator | 8
| Filter record | 8
| Contacted collie with mechanical interlock 40 A telemecanique | 16
| Contactor 25A , 4 poles with auxiliary 4 poles no. all telemecanique | 16
| Black timer 30S | 20
| Black timer 180S | 10
| Contactor continuos current 80A telemecanique | 20
| Contactor continuos current 50A telemecanique | 20
| Overload 23-32 A telemecanique | 10
| Overload 0.1-1A | 10
| Overload for generator | 10
| Motor field relay | 8
| Variable resistance VR2 | 8
| Resistance 1K , RW 13 x 70 | 20
| Resistance 8.2K , RW 13 x 70 | 16
| Resistance 10K , RW 13 x 70 | 20
| Resistance 4K7 , RWA 13 x 70 | 10
| Circuit breaker 15A multi 9 marlin Gerona | 20
| Phase filler | 8
| Bridge rectifier | 40
| Transformer saber 220-380-18-28-56-10-12-198-280-500VA | 20
| Door Contactor AC3 8A 4KW 380V 4poles No double with mechanical inter lock | 20
| Timer Cyrillic Bas12 | 20
| Overload 0.63-1A | 20
| Relay 56V 12pin sorter | 200
| Relay 56V 16pin sorter | 100
| Relay 56V 24pin sorter | 100
| Relay 56V 8pin sorter | 100
| Relay for selector double coil 56V 24pin sorter | 100
| Overload relay with reset | 20
| Generator-motor set Enoch type F180 LRGY24,7KW 285V 86A No.-820 881/2 | 2
| Brushes for generator type Enoch F180 LRGY brushes for haste motor.tacke generator type REO-444, Radio –Engine | 40
| Hoist Motor type FA 180 LB Enoch 285V 86A 1200RPM | 2
| Berate coil | 2
| Banns for break | 20
| Oil for great box type(shell Macao oil220) or (BP Energy-GR-XP20) or(ESSO SPATAN EP220)or mobile gear 630 | 400 | liter
| Upper & down limit switch | 30
| Traveler cable 12 line | 2000 | m
| Call switch | 200
| Double contacts with mechanical interlock 30A | 20
| Circuit breaker 70A multi marlin green | 20
| Earth leakage circuit breaker two poles 15A multi marlin green | 20
| Door motor Enoch type KA90 2DMK 220V single page 1.3A | 10
| Pilot lamp 60V | 400
| Pilot lamp 12V | 400
| Photo cell | 20
| Rollers for door | 40
| Door lock | 20
| Contact for door | 40
| Micro switch for speed of door motor | 50
| Compressor, tecumschJAH2510 J 1-5KW,3ph,200V 50/60HzR502 | 20
| Motor fanVENTILATING FANPF-25A TBO34P2 mnhto 15119 m minifies 3 50/60Hz, 200V,0.025KW | 40
| Motor fan FW25 N6L- 2T200V 50/60 H2 | 40
| Compressor , tecumschJAH 2460A1-5KW-R12-200V-50/6Hz | 20
02-04-00307 | Flood lighting fitting complete with integral gear ,sufficient housing , 6mm thermally hardened glass for metal halide , high presses sodium or high presses mercury lamps . Universal bracket for wall, ceiling or horizontal surface mounting working on 220V/50HZ. | 200
02-04-00308 | General purpose road lighting , white glass - fibber reinforced polypropylene canopies on glass - fib reinforced ploy carbonate farm , for Leigh pressure sodium or mercury lamps, | 200
Flexile mounting capability on post - top and side entry working on 220V/50H3
02-04-00309 | Emergency lighting , of indoor and semi - out door applications , includes lamp , wall , | 200
and ceiling mounting , arrow pinto gram ,
3-hour working on main fails .using 8-15
watt lamp .
02-04-00310 | Photo cell sensing light for automate switching . | 30
02-04-00311 | Sodium lamp 150W | 200
02-04-00312 | Sodium lamp 250W | 400
02-04-00313 | Sodium lamp 460W | 200
02-04-00314 | Mercury lamp 125W | 200
02-04-00315 | Mercury lamp 250W | 400
02-04-00316 | Mercury lamp 400W | 200
02-04-00317 | Fluorescent lamp tube 36-40W 1200mm, Capable 13mm, O = 28mm. | 400
02-04-00318 | Fluorescent lamp 156-60W 1500mm | 1000
Capable 13mm, O = 28mm.
02-04-00319 | Control gear for 125, 150, 200, 250, 400,Watt merry and sodden lamp. | 400
02-04-00320 | Equipment: Fuses for Motor controls
Company /manufacturer: Simmons /West Germany
Or Equivalent
Site:saddam Medical city /All Hospitals
| Low voltage Hrs switchgearfuse 50Amp 3ND8 020 | 400
| Low voltage Hrs switchgearfuse 63A 3ND8 022 | 1000
| Low voltage Hrs switchgearfuse 80A 3ND8 024 | 1000
| Low voltage Hrs switchgearfuse 100A 3ND8 030 | 1000
| Low voltage Hrs switchgearfuse 125A 3ND8 032 | 400
| Low voltage Hrs switchgearfuse 160A 3ND8 036 | 200
| Low voltage Hrs switchgearfuse 200A 3ND1 140 | 100
Molded plastic L.V.HRC fuse link
| Size 00,500VAC , 6Amp 3NA4 801 | 1200
| As Above but, 10Amp 3NA4 803 | 900
| AS Above but ,16Amp 3NA4 805 | 900
| AS Above but 20Amp 3NA4 807 | 600
| AS Above but 25Amp 3NA4 810 | 600
| AS Above but 35Amp 3NA4 814 | 500
| AS Above but 50Amp 3NA4 820 | 300
| AS Above but 63Amp 3NA4 822 | 1200
| AS Above but 80Amp 3NA4 824 | 600
| AS Above but 100Amp 3NA4 830 | 600
| AS Above but 125Amp 3NA4 832 | 300
Low vol. Age Hrs fuse link
| Size 00,500VAC, 6Amp 3NA1 011 | 300
| As Above but, 10Amp 3NA1 012 | 300
| As Above but, 16Amp 3NA1 013 | 300
| As Above but, 20Amp 3NA1 014 | 300
| As Above but, 25amp 3NA1 015 | 300
| As Above but, 32Amp 3NA1 001 | 300
| As Above but,,35Amp 3NA1 003 | 300
| As Above but, 40Amp 3NA1 002 | 300
| As Above but, 50Amp 3NA1 017 | 300
| As Above but, 63Amp 3NA1 018 | 300
| As Above but 80Amp 3NA1 020 | 300
| As Above but 100Amp 3NA1 021 | 300
| As Above but 125Amp 3NA1 022 | 300
02-04-00321 | Equipment: Clock system
Model : Simplex
Company /Manufacturer: simplex time recorder co.
(Gardner, Mass., 01441 USA)
Quantity: 7
Site :saddam Medical city/
| Master clock complete 2350 | 14
| Solid state signal generator complete 2850 | 28
| Transmission Module 556-845 | 20
| Impulse module 556-850 | 20
| Front panel BD 556-781B | 20
| CPU BD 562-003D | 20
| Powder supply 556-707E | 20
| Rechargeable Battery , 12V, 18AH | 40
| Precision oscillator 556-422A | 20
| Rectifier | 20
| Capacitor | 20
| Transformer | 20
| Amplifier BD 556-818 | 50
| Oscillator control BD 556 | 28
| Synch BD 562-0443 | 28
02-04-00322 | Equipment:bearing for pumps , motors and fans
Model: Different
Company/manufacturer: European
Site:saddam Medical city/
| Ball Bearing 6202 zz | 80
| Ball Bearing 6203zz | 120
| Ball Bearing 6204zz | 80
| Ball Bearing 6205zz | 160
| Ball Bearing 6206zz | 240
| Ball Bearing 6207zz | 280
| Ball Bearing 6208zz | 400
| Ball Bearing 6209zz | 100
| Ball Bearing 6212 | 374
| Ball Bearing 6213 | 50
| Roller Bearing NU213 | 50
| Ball Berating 6215 | 50
| Roller bearing NU215 | 50
| Ball Bearing 6218 | 50
02-04-00323 | Equipment: Pumps, Motors And fans
Site:saddam Medical city/
| Roller Bearing N218 | 50
| Ball Bearing 6305zz | 50
| Ball Bearing 6308zz | 50
| Ball Bearing 6309zz | 350
| Ball Bearing 6311 | 124
| Ball Bearing 6312 | 124
| Ball Bearing 6313 | 26
| Ball Bearing 6315 | 300
| Ball Bearing 6316 | 50
| Ball Bearing 6317 | 50
| Ball Bearing 6318 | 250
| Roller Bearing NU319 | 250
| Ball Bearing 6406 | 50
| Ball Bearing RMS11 | 50
02-04-00324 | Equipment: Pumps, Motors and fans
Site: saddam Medical city/
| Backset Bearing 2306 kc3 | 250
| Backset Bearing 2307 kc3 | 250
| Backset Bearing 2308 kc3 | 250
| Ball Bearing 2309 | 50
| Ball Bearing 2313 | 124
| Bush H306 | 250
| Bush H307 | 250
| Bush H308 | 250
| Ball Bearing 3308 | 50
| Ball Bearing 3213 k | 124
| Ball Bearing 7312 B | 124
| Ball Bearing 7313 | 50
| Ball Bearing 7618 | 100
02-04-00325 | EQUIPMENT: Pumps, Motors and fans
Company /Manufacturer:
Quantity:
Site:saddam Medical city/
| Roller Bearing UC310 | 250
| Double Ball Bearing 22309 | 50
| Ball bearing 478206 | 50
| Ball bearing 6304zz | 250
| Backset Bearing 25mm | 100
| Backset Bearing 50mm | 100
02-04-00326 | Equipment: Lighting system Interior and External LIST-12
Company: MANUFACTURER: THORNOR EQUIVELANT PHILIPS
Site:saddam Medicalcity /
Fluorescent type :
| 6’75/85W T12 cool white 4300k tubas | 5000
| 2’ 13W T5 cool white 4300k Tubes | 5000
| 12’ 8W T5 cool white 4300k tubes | 5000
| 9’ 6W T5 cool white 4300k Tubes | 5000
| 4’ 40w T12 cool White 4300k Tubes | 20000
| 40W TB cool White 4300K ‘U’ Tubes | 2500
02-04-00327 | Equipment: Lighting system interior and external
Company /Manufacturer: Thorn or Equivalent Philips
Site:saddam Medical city/
MBF/U Mercury type :
| 400W e40 MBF/U lamp | 2500
| 250W E40 MBF /U lamp | 10000
| 125W E27 MBF/U lamp | 1300
| 80W E27 MBF/U lamp | 1300
Par Reflector type :
| 220V 100W E27 Clear par 38 spot | 1300
| 220V 100W E27 Clear par 38 flood | 1300
| 220V 150W E27 Clear par 38 spot | 1300
| 220V 150W PC E27 Clear par 38 Flood | 1300
Tungsten type :
| 220V 40W clear Glass lamp | 1300
02-04-00328 | Equipment: Lighting system interior and external List-12
Company /Manufacturer: thorn or Equivalent Philips
Site:saddam Medical city/
Fluorescent type :
| 6’ 75/85W T12 cool white 4300k Tubes | 5000
| 2’ 13W t5 cool white 4300k tubes | 5000
| 12’ 8W cool white 4300k Tubes | 5000
| 9’ 6W T5 cool white 4300k Tubes | 5000
| 4’ 40W T12 cool white 4300k Tubes | 20000
| 40W T8 cool white 4300K ‘U’ Tubes | 2500
02-04-00329 | Equipment: Lighting system interior and external
Company /Manufacturer: Thorn or Equivalent Phillips
Site: saddam Medical city /
MBF /U mercury type:
| 400W E40 MBF/U lamp | 2500
| 250W E40 MBF/U lamp | 10000
| 125W E27 MBF /U lamp | 1300
| 80W E27 MBF/U lamp | 1300
PAR reflector type :
| 2220v 100W E27 Clear par 38 spot | 1300
| 220V 100W E27 Clear par 38 flood | 1300
| 220V 150W E27 Clear par 38spot | 1300
| 220V 150 E27 Clear par 38 flood | 1300
Tungsten type:
| 220V 40W BC clear Glass lamp | 1300
02-04-00330 | Equipment: Pumps Motors and Fans
Company/Manufacturer:
Site:saddam Medical city/
| Roller Bearing N218 | 50
| Ball Bearing 6305 zz | 50
| Ball Bearing 6308zz | 50
| Ball Bearing 6309 zz | 350
| Ball Bearing 6311 | 124
| Ball Bearing 6312 | 124
| Ball Bearing 6313 | 24
| Ball Bearing 6315 | 290
| Ball Bearing 6316 | 50
| Ball Bearing 6317 | 40
| Ball Bearing 6318 | 200
| Roller Bearing NU319 | 200
| Ball Bearing 6406 | 40
| Ball Bearing RMS11 | 40
02-04-00331 | Equipment: Pumps, Motors and fans
Company/Manufacturer:
Site:saddam Medical city/
| Bracket Bearing 2306 kc3 | 200
| Bracket Bearing 2307 kc3 | 200
| Bracket Bearing 2308 kc3 | 200
| Ball Bearing 2309 | 40
| Ball Bearing 2313 k | 100
| Bush H306 | 200
| Bush H307 | 200
| Bush H308 | 200
| Ball Bearing 3308 | 40
| Ball Bearing 3311 | 40
| Ball Bearing 3213k | 100
| Ball Bearing 7312 B | 100
| Ball Bearing 7313 | 40
| Ball Bearing 7618 | 80
02-04-00332 | Equipment::Pumps, Motors and fans
Company/Manufacturer:
Site:saddam Medical: Medical city/
| Roller Bearing UC310 | 200
| Double Ball Bearing 22309 | 40
| Ball Bearing 478206 | 40
| Ball Bearing 6304zz | 200
| Bracket Bearing 25mm | 80
| Bracket Bearing 50mm | 80
02-04-00333 | Equipment: High voltage switch Gear
Company/Manufacturer: Simmons-West Germany
Quantity: 14
Site:saddam Medical City/service Building
| Vacuum circuit Breaker 12kv , 25 630A 3AF1741-4EH40-8BA2 | 12
| Vacuum circuit Breaker 12kv, 25kA 630A 3AF1741-4EH40-6BA2 | 12
| Operating Machine –Eke Motor Drive 110v DC | 24
| Tripping Relay Set 110V DC 7VH1604 | 40
| Theorem-Delay oversold Relay , 3-Pole 3UC3860-1C | 12
| Alarm Relay 7PG2460-3EBO | 40
| Glow Lamp 220, Clear BA 95 35x1701 | 200
| Inland-Lamp BA95, 110-130V 2.5W 35x 1731 | 200
02-04-00334 | Equipment: Suction pump
Model: Engl. universal
Company /manufacturer: Amada
Site:saddam Medical city /surgical Hospital –Amasser Hospital
| O-Ring 8,1*1,6 (Packing-Unit 100 PCs) 477000 | 16
| Spring ring 4,3/8* 0.5 360403 | 16
| Spring Ring 8,1/12,7*2 340806 | 16
| Tube *14 81411 | 10 | 1.5 M
| Cylinder Compel Universal 45 99110411 | 10
| Gearing Motor 220V/50Hz 86405011 | 10
| PCV Tube 5*10 81211 | 10 | 1.5 M
| Vacuum Connection T 38109811 | 30
| Vacuum connection L 38117911 | 30
| Spring Ring 5,1/8,8*1,6 340510 | 30
| Valve 47601411 | 30
| Reinsertion spring 42602011 | 30
| Rubber seal 47120811 | 30
| Unit Universal 451 Ap220V/50Hz 99110217 | 6
| Ball Bearing 823011 | 60
| Plain Washer 5,3/15*1,6 31056 | 60
02-04-00335 | Equipment: Generator
Detroit Diesel 149 MPC
Model: 9163-7305 –16Vfan –IO-Flywheel, Turbocharger En .Set
Spare patriots for Engine series: 16E-7060, 6060, 7059,7064,7058,7006,7007,7009,7008,7057,70062,7063
| Cylinder head 1.2 | 12
| Crank shaft 1.3 | 6
| Vibration damper and up complete 1.300B | 6
| Crank shaft pulley 1.300C | 24
| Flywheel 1.400A | 6
| Connecting rod and piston complete 1.6 | 12
| Camshaft 1.7 | 6
| Idler gear 1.7222 | 36
| Camshaft gear 1.72 | 24
| Blower drive gear 1.743 | 24
| Crank shot timing gear 1.3142 | 24
| Camshaft drive flange 1.7007 | 24
| Camshaft intermediate bearing 1.704 | 24
| Camshaft gear bearing 1.7204 | 24
| Idler gear bearing 1.7225 | 24
| Blower drive gear pushing 1.7431 | 24
| Engine Complete | 4
| Alternator complete | 4
02-04-00336 | Equipment: Generator
Cummins
Egging No. 33106983
Con No.: D283011 DX 02-00
Model: KTL 3067 G2
Date of M.F>G 30/6/82
| Big-End Bearing 0. 5mm | 32 | set
| Big-End Bearing 0.75mm | 32 | set
| Big-End Bearing 1.0 mm | 32 | set
| Big-End Bearing STD | 32 | set
| Big-End Bearing 0.25mm | 32 | set
| Small –End Brush | 32
| Piston Assembly std | 32
| Cylinder liner STD | 32
| Overhaul gasket set | 4 | set
| Crank shaft | 2
| Cam shaft | 4 | set
| Cam shaft Bush | 34
| Connecting rod | 32
| Water pump | 2
| Repair kit water pump | 4 | set
| Fuel pump 0343-840-D418189A | 2
| Electric governor (Actuator) AGD-130E-4 CEO 3019635 | 4
| Electric governor (control unit) C4 643C-23 serial. No. 2R24640 | 4
| Complete starter Motor | 4
| Chugging dynamo | 2
| Cylinder head | 2 | set
| Exhaust valve |  | Complete set
| Intake valve |  | Complete set
02-04-00337 | Equipment: Generator
Petbow Brurshless Alternator
Serial No. AG 7010CA/22
Frame: 788
Rating cot: B55000
Date: 2-83
KVA: (1016.25)(Volt, 380 Amp 1544 P.F 0.8 Hz50
| A.V.R | 4
| Rotating Rectifier | 4 | set
| Voltage suppressor | 6
02-04-00338 | equipment : generator
pelbow control system
volt 380 , amp 1600 , Hz 50-60
serial no. NMSP 1644
| PC board CE 5069 | 4
| accessory for wattmeter KWTC | 4
| unit APC | 2
| PX board smo 32/3 CE4918 | 4
| PC board smo 32/3 CE4873 | 4
| motorized ciremunit breaker TYPET | 2
| automatic stand by parallel operation control unit AMP | 2
02-04-00339 | Equipment: Generator
(pet bow) 1016KVA
SERIAL NO: NMSP 1644
CONTRAL SYSTEN : 380 V, 1600A, (50-60)HZ
| Automatic control panel | 4
TYPE :TNO 8-1600 AMP with main and alternator Circuit breaker
02-04-00340 | Equipment: Generator
Hitzinger
(630,250,100,50) kV
| Coupling for 100KVA(B1040) F2 size 75 | 6
| Coupling for 100kvA(B1308) CF-D276-60-11-107 | 30
| Coupling for 250kvA(B1307) CF-D276-60-14-93 | 60
| Coupling 630KVA(B1041) SV9HE 18”-400th-GG | 2
| Coupling for 50KVA(B563) | 8
02-04-00341 | Equipment: Chiller 100T
Company Name: Digger-Japan
| Compressor model 8HC752LB-YE 3phase 50 Hz 380V R22 | 4
02-04-00342 | Equipment: generator
Company Name: Dotes-Germany
| Circuit breaker Huh/1250A | 4
| Battery charge 24V-10A | 6
02-04-00343 | Equipment : Generator
Company Name Hitzinger-Scan
| ENGINE Type DS 1441 Variant A20T | 6
02-04-00344 | Equipment: Plasma refrigerator
So-low Environ-Mental Equipment 10310 Spartan
DRIVE Cincinnati
OH10 15215
Model No.PR120-12 SER. No.8990223
| Compressor 2Ton | 8
| Solid-state Relay | 8
| Ferine R503 | 50 | KG
02-04-00345 | Equipment: Food refrigerator
Company Name: Via –Germany
| Compressor DWM Copeland type DL SGB/401/EWI/000 Far. NR. 140654 Abuja 1984 KW 3.0ph/3/50 n1450 | 8
| Ferine R502 | 300 | kg
02-04-00346 | Equipment: Boiler
CAM. INDUSTRES ING 18250 68 Th AVENUE sooth KENT WASHIING TON 98030
| HEATER 75 KW (L.50cm) | 12
02-04-00347 | Equipment : Chiller
Company Name: YORK DIV OF BORG
WARNER CORP YORK PA17405
| Compressor model JS 63N | 4
Seer No. 6101407
Volt 4801415 R22 Hz 50 RLA 102 LRA 495
Vtol. RANGE 414-506 342-440
02-04-00348 | Equipment: Motor with gearbox
Company Name: SABEEM Italy
| ZIEHL-ABGG NR. 6917019 type Su 180c2-6124 u/min 920,210 P11 Gear Box ARGANO BT3 RAPP 2.50 IMP 8194 ANNO 1969 | 4
| Steal Rob (Diameter 13mm) | 2000 | m
| Steal Rob (Diameter 11mm) | 2000 | m
02-04-00349 | Equipment: Air-condition 2 ton
Company: National, Toshiba, and General
| Compressor | 1110
| Thermostat | 940
| Switch | 460
| Fan motor | 660
| Serbs | 550
| Fan | 390
02-04-00350 | Equipment: Refrigerator
Company name: Phillips
| Compressor | 110
| Thermostat | 20
02-04-00351 | Equipment: Freeze
Company: Phillips
| Compressor | 20
| Thermostat | 60
| Ferine R11 | 1600 | kg
| Ferine R12 | 660 | KG
| Ferine R22 | 478 | kg
| Ferine R502 | 4 | bottle
02-04-00352 | BOILER
| burner complete | 44
02-04-00353 | Equipment: seplitunit 2 ton
Company: national –heaths
| Compressor | 90
| Fan motor | 40
| Condenser | 30
| Switch and regulator | 62
| Heater | 30
02-04-00354 | Equipment:: water cooler y3
| Compressor | 10
| Condenser | 10
| Thermostat | 10
02-04-00355 | Equipment: Air-condition 1 ton
Company: national,
Toshiba, Hitachi
| Compressor | 30
| Fan coil | 10
| Thermostat | 10
02-04-00356 | Equipment: generator 1012 kV
Company: dotes –Germany
Motorrtype: slab 16 m 816
| Seal 3470281 | 6
| Drive shaft 3375119 | 6
| Drive disc 4004088 | 6
02-04-00357 | Equipment: generator 100 kV
Company: swan-
Motorrtype: Volvo t1070g
Equipment generator 250 kV
Company: sap
motor type: vow Lao 12fg
| Cylinder head | 2
| Injection pump | 2
02-04-00358 | Equipment: generator 570 kV
company : dotes - Germany –deal –108836 –5-0198
| Commix electronic u 90 377. 3413 | 2
| Battery regulator charger 376. 0195 | 2
02-04-00359 | Equipment: electrocute lift
D-c –26 passenger
Type: 2sp 2bp 2w2k2qa 3sl pg.
Company: bologna –lately –7447 –7449
| Generator Tachometric seer .: 2670 | 2
Type : 335 / kola
V/H : 0.06
N max : 6000
A max : 0.25
| Regulator | 10 | card
| Motor generator : N 382656 KW 17.38 | 2
Armature : V 362
A 48
V 376
A 100
| Comotater : Eccitaz V 47162 | 2
A 8.1 / 1.01
Centric V 215/1.07
A 5.3/1.06
02-04-00360 | Equipment: Pump Hegira I13
| Electric motor 3kw 380 V/50 Hz | 6
| SealingJoint | 12
| Shaft sealing | 12
02-04-00361 | Equipment Softening plant BA-9 CH
| Timer | 4
| Automatic switch over valve | 4
| Way solenoid valves 3/8” 32 | 6
| Way solenoid valves ¼” 311 | 6
| Water meter ND80 W.W.K | 2
| Floater valves ND ¾” | 4
| Yanking valves ND ¾” | 4
| Ball non return valve ND 1 | 6
| Diaphragm | 12
02-04-00362 | Precut filter, Strataflow 10
| Pressure gauge 0-6 bar | 6
| Valves | 6
| Precut support | 4
| Ball Valves ND 50 | 4
| Ball valves ND 32 | 4
| Ball valves ND 25 | 4
| Ball Valves ND | 4
| Stereo valves | 6
| Recalculation pump grundfos | 2
| Non return valves | 4
| Backwash valves | 6
| Thermos regulator Tec 112 | 4
02-04-00363 | Autistic
| Thermos regulator Tec 11 | 6
| Flow –meter 0-6300 l/h | 2
| Set of regeneration valves | 4
| Set of Manuel valves 676 ND 25/ND 22 | 2
| Diaphragm pressure gauge 0-10 bar | 6
| Flow- meter HDL 0-200 kg /h | 2
| Set of Manuel valves ND 15 –32 | 2
| Float switch Morbid | 4
02-04-00364 | Dosing systems
| Dosing pump M 6-10 (Raw water) | 2
| Dosing pump M 6 –10 | 2
| Float switch Morbid | 6
| Dosing pump M 6-10 (Osmophos | 2
| Dosing pump PM 6- 10 (Cooling tower ) | 2
| Water meter WW –KAE | 2
| Dosing pump M 6 –10 TL | 2
| Timer 9400 (Weekly ) | 6
02-04-00365 | M High assure tubesDivorces
| Sets of valves 676 ND 15- 50 | 4
| Valves SISTO ND 80 | 10
| Valves serrate | 4
| PG 11 | 6
| Non return valves ND 40 | 4
| Blow down valves 501 | 6
| Kg Grease for valves | 20
| Sol. Valve | 2
| Precut filter | 10
02-04-00366 | OSMOSTIL 100 / 3 D
| Reverse osmosis key BG – 0840- 15S | 8
| High pressure pump CEHY 3104 | 2
| Flow control valve , Clayton | 2
| Filter cartridge 5 /um | 80
02-04-00367 | OSMOCLEANER CR- 2
| Pump HYGL‎IANA 1/3 | 2
| Pressure gauge 0-10 bar | 8
| CF 4 Filter | 6
| Float switches Jo sap 4 | 4
| Mauna valves ND 15 ,ND 40 | 6
| Ball VA lees ND 15 | 6
| Flux- pump 407 K | 2
02-04-00368 | Water storage tank
| Float switch Morbid | 8
| Float switch Joel SSP 4 | 2
| Pump HYGIANA 1/3 | 2
| Non – return valves ND 32 | 4
| Manual-valves ND 25 | 4
| Manual-vales ND 32 | 4
| Manual – valves ND 50 | 4
| Ball valves ND 15 | 4
| Diaphragm pressure gauge 0 10 bar | 6
| Thermometer 0 60 C | 6
02-04-00369 | Equipment: corps Refrigerator
Japan
| Compressor | 4
| Trans former | 2
| Fan condenser | 4
| Fan evaporator | 8
| Magnetic uzlve | 2
| Filter gas | 4
02-04-00370 | Equipment: Generator 1000 KVA Germany
| Automatic working card | 4
| Charger Transformer 220 / 24V | 4
| Rectifier | 4
| Connector 220V | 8
| Connector 24V | 8
| Filter gas | 8
| Oil Filter | 8
| Automatic works | 2
| Electric card for charger | 4
02-04-00371 | Equipment: Generate 250 KVA Denmark
| Rely 220V | 10
| Rely 24V | 10
| Charger 220 / 24V | 4
| Gas filter | 8
| Oil filter | 8
| Relay 12V | 8
02-04-00372 | Equipment: Washing machine 50 K g Sewed
| Motor 3ph | 4
| Blabbering | 6
02-04-00373 | Equipment: Drying Tumbler 50 Kg
| Motor 3ph | 4
02-04-00374 | Equipment: Blood Bank refrigerator
Company: Electoral
| Compressor | 8
| Thermostat | 8
02-04-00375 | Equipment: Window unit 2 Ton
| Compressor | 100
| Motor fan Condenser | 150
| Automatic | 150
02-04-00376 | Equipment: Refrigerator
| Compressor 1/5 | 400
| Compressor 1/3 | 320
| Compressor ¼ | 340
02-04-00377 | Equipment: Water cooler
| Compress 1 ½ Ton | 24
02-04-00378 | Equipment: Generator
Duets Engine No.: 5862959
Engine Type: 34x Ba16M816
Your Inquiry Dated 14.07.‏1998‏
Comida/MSG NR. 4812/6
Validity Till 31.10.1998
| Wellendichtring Rot shaft Lip SE (015) 1221 0682 EY0172-01 | 136
| Ablasshahn Drain cock 3.706KG(015) 0112 0690 Du8833-02 | 68
| Zyinderrohr cylinder liner 5 116, 320 Kg(015) 0400 1561 EB0172-01 | 1088
| Sechshantschraube Hexagon Bolt 7,344 kg(015) 0111 2322 Ey8820-70 | 1224
| Sechskantschraube Hexagon Bolt 0,340 kg(015) 0111 3207 EE8820-07 | 68
| Sperrkantring spring lock wash 3,400 kg (004) 0117 7981 Es8922-01 | 6800
| Sechskantschraube hexagon bolt 5,746 kg(015) 0111 2333 Eu8820-07 | 884
| Rillenkugellager Ball bearing 12,580 kg (015) 0110 9051 Ey8844-50 | 136
| Sicherungsring circle 0,816 kg (004) 0110 7844 Fu8822-74 | 136
| Dehnchraube wasted bolt 2,448 kg (015) 0116 6837 EF8920-16 | 136
| Stewing. Damper vibration 1802,00 kg (015) 0405 2569 ED0172-05 | 68
| Pleuelbuchse Big end bush 83,776 kg (015) 0215 3244 ed0172-06 | 1088
| Sechskantschraube Hexagon bolt 163,200 kg(015) 0215 3291 EE0172-06 | 2176
| Pleuellager big end bearing 138,176 Kg (015) 0400 9621 kz0172-06 | 1088
| Kolbenringsatz set of pits .Erin 103,360 kg (004) 0405 4307 kyo150-77 | 1088
| Kolben piston 1596,640 kg (015) 0400 9723 kZ0172-07 | 544
| Ventilfeder valve spring 81,600 kg (015) 0215 4473 ED0170-08 | 1088
| Klemmkegelhaelfte taper collate pie 4,352kg(015) 0116 8819 Es8970-20 | 4352
| Federteller spring cap 28,288 kg (015) 0337 3427 EE0170-08 | 1088
| Persuader parallel kA 0,068 kg (015) 0111 7933 fu8825-25 | 68
| Stephen Plug 22,848 kg (015) 0116 5837 EF0150-03 | 1088
| Stephen plug 3,264 kg (015) 0116 5831 EF8928-60 | 544
| Stephen plug 1,904 kg (015) 0116 5828 EF8928-60 | 544
| Stephen plug 3,536 kg (015) 0116 6649 EF 8928-59 | 1454
| Ventilstzring valve seat insure 32,096 096kg (015) 0400 0011 EE0150-44 | 1088
| Vetilsitzering valve seat insure 26,656 kg (015) 0400 0010 EE0172-08 | 1088
| Ventilfuehrung valve guide 144,704 kg (015) 0400 6076 EE0172 –08 | 2176
| Sechskantschraube hexagon Bolt 19,584 kg (004) 0111 1184 EU8820-01 | 1088
| Einlassventil inlet valve 187,136 kg(015) 0400 7099 ED0172-08 | 1088
| Auslassventil exhaust valve 198,56 kg(015) 0405 2409 ED0172-08 | 1088
| Vorkammerunterte pre-chamber base 81,872)kg(015) 0400 7202 EZ0172-08 | 544
| Scheme plain washer1,632 kg (004) 0121 6118 EF0150-54 | 1088
| Dehnchraube wasted Bolt 214,336 kg (015) 0400 6799 EE0150-70 | 1088
| Zyl.Kopfschraube cylinder head Bo 182,240 kg (015) 0400 8811 EE0172-08 | 1088
| Rillenkugellager ball bearing 30,736 kg (004) 0117 4495 ES8944-61 | 136
| Sicherungsring circle 1,496kg(015) 0110 7855 EE882-74 | 136
| Persuader parallel key 0,408kg(0150 0111 8002 ES8825-25 | 136
| Feeding lock washer 6,800 kg (015) 0110 2800 Eu8822-01 | 6800
| Sechskantschraube hexagon bolt 5,508 kg (015) 0111 2429 Eu8820-07 | 408
| Sechskantschraube Hexagon bolt 11,764 kg (015) 0117 8912 ES8920-08 | 136
| Sechskantschraube Hexagon Bolt 4,488 kg(004) 0111 2308 Eu8820-07 | 816
| Ventilstoessel valve tappet 241,236 kg (015) 0337 3533 FE0170-11 | 2176
| Strobe screw/Bolt 13,056 kg (015) 0337 3568 FE0170-11 | 1088
| Sechskantmutter hexagon nut 3,808 kg(015) 0121 6006 EF8921-19 | 1088
| Sechskantschraube hexagon bolt3,196 kg(015) 0115 3767 E9999-99 | 136
| Strobe hexagon Bolt 6,392 kg (015) 0113 3909 Ey8820-10 | 272
| Spannbuchse clamping bush 0,816 kg (015) 0116 7269 EF8923-41 | 544
| Filterensatz filter insert 34,374 kg (015) 0116 1212 EE8941-19 | 204
| Siebmantel strainer 34,612 kg (015) 0210 4881 EZ0171-15 | 68
| Feeder spring 1,156 kg (004) 0210 4887 Ez0171-15 | 68
| Heels sleeve 0,952 kg (015) 0210 4893 EZ171-15 | 136
| Verschlusschraub screw plug 2,312 kg (015) 0111 0445 ES892-01 | 68
| Thermostat thermostat 15,232 kg (015) 0117 2667 kZ8942-55 | 272
| Ueberdruckventil relief valve 6528 kg (015) 0336 1348 FU0146-01 | 1088
| Zylinnderschraube Hexagon screw 11,968 kg (015) 0111 0560 ES8920-35 | 2176
| Feeding lock washer 1,088 kg (004) 0111 9611 ES 8822-02 | 2176
| Rohrverbinder Pipe union 15,504 kg (015) 0117 1953 kz8931-44 | 136
| Uebergangsstutzen Adapter Nipple 1,088 kg (015) 0111 9144 ES8931-22 | 68
| Gummipufferrubber stop 0,204 kg (015) 0121 6316 EF8975-65 | 136
| Sechskantschraube hexagon bolt 4,080kg (015) 0111 2322 EY8820-07 | 68
| Einspritzpumpe fell infect um 649,400 kg (004) 0400 3276 kz0172-17 | 68
| Foerderpumpe supply pump 86,700 kg (015) 0126 1834 kz8747-11 | 136
| Einspritzpumpe fuel infect pump 969,000 Kg(004) 0215 8031 kz0172-17 | 68
| Einspritzventil fuel injector 268,192 kg (015) 0401 5876 kz0172-19 | 1088
| Dues Nozzle 20,672 kg (015) 0400 6236 EZ0172-19 | 1088
| Rundgummiring O-Seal 0,544 kg (015) 0116 4124 EE8929-27 | 1088
| Dichtscheibe sealing washer 4,352 kg (015) 0401 5509EE0172-19 | 1088
| Filtereeinsatz filter insert 18,224 kg (015) 0116 8407 Ez8941-15 | 136
| School auchleitung hose assembly 11,594 kg (015) 0124 4838 KZ8934 –68 | 68
| School auchleitung hose assembly 12,512,Kg (015) 0123 0072 kz8934-68 | 68
| Howl strobe hollow screw 1,598 kg (015) 0111 9250 es8931-02 | 68
| Ueberstroemventil overflow valve 1,496 kg (015) 0215 9068 ee0171-21 | 68
| Hohlschraube hollow screw 1,904 kg (015) 0111 9246 es8931-02 | 136
| Schl auchleitung hose assembly 10,914,kg (015) 0124046850kz 8934-68 | 68
| Ueberdruckventil relief 2,210 kg (015) 0337 9645 kz0199 –17 | 68
| Schlauchleitung hose assembly 777,280 kg (105) 0126 6182 kz 8934 –68 | 68
| Gummimuffe rubber sleeve 1,836 kg (015) 0121 9790 EF8975-65 | 408
| Gummimuffe rubber stop 0,306 kg (015) 0121 6316 EF88975-65 | 204
| Schl auchleitung hose assembly 12,512 kg (015)777 0123 0072 KZ 8934-60 | 68
| Einspritzleitung high pressure pi 7,140 kg (105) 0400 1240 ky0172-21 | 68
| Gummimuffe rubber sleeve 2,176 kg (015) 0400 4205 EZ0172-21 | 2176
| Gummimuffe rubber sleeve 0,680 KG (015) 0400 4204 EZ0172-21 | 1360
| Einspritzleitung high pressure PI 6,800KG(015) 04001241 KY0172-21 | 68
| Einspritzleitung high pressure PI 7,140 kg (015) 0400 1242 ky 0172-21 | 68
| Einspritzleitung high pressure PI 6,800 kg (004) 0400 1243 KY172-21 | 68
| Einspritzleitung high pressure PI 6,800 KG (015) 0400 1244 ky0172-21 | 68
| Einspritung high pressure PI 6,800 KG (004) 0400 1245 KY 0172- 21 | 68
| Einspritzleitung high pressure PI 7,140 KG (004) 0400 1246 KY 0172-21 | 68
| Eingspritzleitung high pressure PI 6,800KG (015) 0400 1247 KY 0172-21 | 68
| Einspritzleitung high pressure Pi 6,800KG(004) 0400 1248 KY0172-21 | 68
| Einspritzleitung high pressure PI 6,800 KG(004)) 0400 1249 KY0172-21 | 68
| Einspritzleitung high pressure PI6,800KG(004) 0400 1250 KY 172-21 | 68
| Einspritzl3eitung high pressure PI 6,800 KG (015) 0400 1251 KY0172-21 | 68
| Einspritzleitung high pressure 9,520 KG(004) 0400 1252 KY 0172-21 | 68
| Einspritzleitung high pressure PI 6,800KG (004) 0400 1253 KY0172-21 | 68
| Einspritzleitung high pressure PI 7,480 KG (015) 0400 1254 KY0172-21 | 68
| Einspritzleitung high pressure PI 9,520 KG(015) 0400 1255 KY0172-21 | 68
| Schlauchleitung hose assembly 6,494 KG (015) 0124 4390 KZ8934-68 | 68
| Hohlschraubehollow screw 0,816 KG(015) 0111 9231 ES8931-02 | 204
| Doppelhohlschhhhraub banjo bolt 4,862KG(015) 0117 8622 ES8931-03 | 884
| Gummituelle rubber grommet 0,136 KG(004) 0116 7406 EF8929-28 | 272
| Gluehkerze glow plug 39,712 KG(015) 0116 2543 EE8976-31 | 1088
| Rillenkugellager ball bearing 12,580KG(015) 0110 9051 EY8844-50 | 136
| Wellendichtring rot .shaft lip SE1,020 KG(015) 0116 2725 ER8929-40 | 68
| Rillenkuuugellager ball Bering 13,328KG(015) 0117 4298 ES8944-61 | 136
| Wellendichtring rot.shaft llipSE0,612 KG(015) 0116 2568 EF 8929-40 | 68
| Rillenkugellager ball bearing 7,140 KG (015) 0117 4603 ES 8944-61 | 136
| Wellendichtring rot. Shaft lip SE 0,612 KG (015) 0117 1430 EE8929-40 | 68
| Gleiteringdichtungfloating seal 2,074 KG (015) 0123 6294 KZ8929-18 | 68
| Rohrverbinder pipe union 48,892 KG(015) 0116 2388 KZ8931-44 | 136
| Gummimuffe rubber sleeve 7,412 KG (015) 0116 2744 EY8934-30 | 136
| Gummimuffe rubber sleeve 5,474 KG(015) 0116 1235 EE8934-30 | 68
| Sechskantschraube hexagon bolt 11,560 KG(004) 0113 7390 EY 8820-07 | 680
| SSSSicherungsmutter locking nut 3,740 KG((015) 0113 7393 EY8821-32 | 680
| Sechskantschraube hexagon boil 78,336 KG (015) 0337 5455 FF0171-41 | 4352
| Scheme plain washer 23,936 KG((015) 0336 3938 EF 0150-44 | 4352
| Reparatursatz repair KIT 29,648 KG(015) 0130 7064 EE0172-43 | 136
| Leafier rotor/ impeller 89,080KG (015) 0400 5727 EZ0172-93 | 136
| Teilesatz set of parts 4,760 JG(004) 0131 9503 Ey0172-43 | 136
| Verdichterrad wheel 21,284 KG(004) 0400 6111 EZ0172-43 | 136
| Schal tgeraet switching device 3,060 KG(015) 0126 2509 KZ8742-15 | 68
| Temperature Gerber temper. T4ransmitt 7,174 KG(015) 0126 2492 KZ8742-15 | 68
| Glue lamp incandescent lam 0,038 KG(064) 0112 1423 FU8876-45 | 68
| Anzeigeleuchte indicator light 0,374 KG(015) 0117 6456 ES8214-03 | 68
| Rillenkugellag ball bearing 2,584 KG(015) 0110 1585 EY 8844-50 | 136
| Heizkoerper radiator / heater 29,682 KG(015) 0126 0671 KZ8776-28 | 68
| Dichtungssatz gasket set 561,000 KG15 0291 1562 TY0172-00 | 68
| Dichtungssatz gasket set 138,176 KG(015) 0291 1558 TY0172-00 | 1088
| Dichtungssatz gasket set 49,844 KG(015) 0291 1571 TY0172-00 | 136
02-04-00379 | Duets engine –no: 6536269
Engine type: 10-x bai2m816
Your inquiry dated 14-07-1998
kimadia / msg. NR .4812 /6
Validity thll 31-10-1998
| Gummimuffe rubber sleeve 1,650 KG(015) 0116 5398 EU8934-30 | 20
| Wellendichtring rot. Shaft lip se 1,440Kg(015) 0116 7487 EF8929-39 | 20
| Wellendichtring rot- shaft lip se 1,900KG(015) 1221 0682 EY0172-01 | 20
| Ablasshahn drain cock 1,090 KG(015))/ 0112 0690 DU8833-02 | 20
| Zyinderrohr cylinder liner 1 128,600 KG(015) 0400 1561 EB0172-01 | 240
| Sechskantschraube hexagon bolt 2,160KG(015) 0111 2322 EY8820-07 | 360
| Sechskantschraube hexagon bolt 2,160 KG(015) 0111 2307 EE8820-07 | 20
| Sperrkantring spring lock wash 1,000KG(004) 0117 7981 ES8922-01 | 2000
| Sechskantschraube hexagon bolt 1,690 KG(015) 0111 2333 EU8820-07 | 260
| Rillenkugellager ball bearing 3,700KG(015) 0110 9050 EY8844-50 | 40
| Sicherungsring circles 0,240 KG(004) 0110 7844 FU8822-74 | 40
| Dehnchraube wasted bolt 0,720 KG(015) 0116 6837 EF8920-16 | 40
| Schwings .damper vibration damper 530,000 KG(015) 0400 9469 ED0172-05 | 20
| Pleuelbuchse big end bush 18,480 KG(015) 021 3244 ED0172-06 | 240
| Sechskantschraube hexagon bolt 36,000 KG(015) 0215 3291 EE0172-06 | 480
| Pleuellager big end bearing 30,480 KG(015) 0400 9621 KZ0172-06 | 240
| Kolben piston 352,200KG(015) 0400 9723 KZ0172-07 | 120
| Kolbenringsatz set of pist. rin 11,400KG(004) 0405 4307 KY0150-77 | 120
| Scheibe plain washer 0,240 KG(004) 0121 6118 EF0150-54 | 160
| Dehnchraube wasted bolt 39,400KG(015) 0400 6799 EE0150-70 | 200
| Zyl-kopfschraupe cylinder head bo33,500 KG(015) 0100 8811 EE0172-08 | 200
| Ventilfeder valve spring 18,000,KG(015) 0215 4473 ED0170-08 | 240
| Klemmkegelhaelfte taper collate pie 0,480KG(015) 0116 8819 ES8970-20 | 480
| Federteller spring cap 6,240 KG(015) 0337 3427 EE0170-08 | 240
| Passfeder parallel key 0,020 KG(015) 0111 7933 FU8825-25 | 20
| Stopfen plug 5,040 KG(015) 0116 5837 EF0150-03 | 240
| Stopfen plug 0,720 KG (015) 0116 5831 EF8928-60 | 120
| Stopfen plug 0,420 KG(015) 0116 5828 EF8928-60 | 120
| Stopfen plug 0,780 KG(015) 0116 EF8928-59 | 120
| Ventilstzring valve seat insure 7,080 KG(015) 0400 0011 EE0150-44 | 240
| Ventilstzring valve seats insure 5,880KG(015) 0400 0010 EE0172-08 | 240
| Ventilfuehrung valve guide 31,920 KG(015) 0400 6076 EE0172-08 | 480
| Sechskantschraube hexagon bolt 4,320 KG(004) 0111 1184 EU8820-01 | 240
| Einlassventil inlet valve 41,280 KG(015) 0400 7099 ED0172-08 | 240
| Auslassventil exhaust valve 43,800 KG(015) 04052409 ED0172-08 | 240
| Vorkammerunterte pre-chamber base 18,060 KG(015) 0400 7202 ez0172-08 | 120
| Rillenkugellager ball bearing 4,5220 KG(004) 0117 4495 ES8944-61 | 20
| Sicherungsring circlip 0,440 K G(015) 0110 7855 EE8822-74 | 40
| Passfeder parallel key 0,120 KG(015) 0111 8002 ES8825-25 | 40
| Federring lock washer 2,000KG(015) 0110 2800 EU8822-01 | 2000
| Sechskantschraube hexagon bolt 1,620 KG(015) 0111 2429 EU8820-07 | 120
| Sechskantschraube hexagon bolt 3,460 KG(015) 0117 8912 ES8920-08 | 40
| Sechskantschraube hexagon bolt 1,320 KG(KG 0111 2308 EU8820-7 | 240
| Strobe screw/bolt 1,440 KG(015) 0337 3568 FE0170-11 | 120
| Sechskantmutter hexagon 0,420 KG(015) 0121 6006 EF8921-19 | 120
| Sechskantschraube hexagon bolt 1,880 KG(015) 0115 3767 EF9999-99 | 80
| Strobe hexagon bolt 1,880 KG(015) 01136909 EY8820-10 | 80
| Spannbuchse clamping bush 0,180 KG (015) 0116 7269 EF8923-41 | 120
| Ventilstoessel valve tappet 51,600KG(015) 0400 7541 ED0172-11 | 480
| Rillenkugellager ball bearing 0,400 KG (015) 0112 2272 EY8844-50 | 40
| Sicherungsring circles 0,020 KG(015) 0110 7815 ES8822-74 | 40
| Sicherungsmutter locking nut0,020 KG(015) 0113 3500 EY8821-32 | 20
| Hohlschraube hollow screw 0,130 KG(015) 0111 9237 ES8931-02 | 20
| Siebmantel strainer 10,180 KG(015) 0210 4881 EZ0171-15 | 20
| Flitter insatz filter insert 6,740 KG(015) 0116 1212 EE8941-19 | 40
| Feeder spring 0,340 KG(004) 0210 4887 EZ0171-15 | 20
| Hulls sleeve 0,280 KG(015) 0210 4893 EZ0171-15 | 40
| Verschlusschraub screw plug 0,550KG(015) 0111 8985 EY8828-01 | 20
| Manschette sealing sleeve 0,750 KG(015) 0210 5020 EZ0170-15 | 20
| Mutter nut 0,120 KG(015) 0210 4998 EZ0170-15 | 20
| Augenschraube eye bolt 0,250KG(015) 0113 8954 ES8920-56 | 20
| Knebelkerbstift grooved pin 0,120 KG(004) 0111 5280 ou8824-54 | 20
| Thermostat 4,480 KG(015) 0117 2667 KZ8942-55 | 80
| Ablasshahn drain cock 2,180 KG(015) 0123 5127 EF8933-20 | 20
| Doppelstutzen twin nipple 0,280 KG(015) 0111 9119 ES8831-21 | 20
| Hohlschraube hollow screw 0,280 KG(015) 0111 9246 ES8931-02 | 20
| Hohlschraube hollow screw 0,130 KG(015) 0111 9237 ES8931-02 | 20
| Ueberdruckventil relief valve 1,440 KG(015) 0336 1348 FU0146-01 | 240
| Zylinnderschraube hexagon screw 2,640 KG(015) 0111 0560 ES8920-35 | 480
| Federring lock washer 0,240 KG(004) 0111 9611 ES8822-02 | 480
| Rohrverbinder pipe union 4,560 KG(015) 0117 1953 KZ8931-44 | 40
| Uebergangsstutzen adapter nipple 0,320 KG(015) 0111 9144 ES8931-22 | 20
| Gummipuffer rubber stop 0,060 KG(015) 0121 6316 EF8975-65 | 40
| Sechskantschraube hexagon bolt 1,200 KG(015) 0111 2322 EY8820-07 | 200
| Hohlschraube hollow screw 0,190 KG (015) 0331 5353 EC8931-03 | 20
| Buechse bush 0,480 KG (061) 0210 6417 EU0170-17 | 160
| Scheibe plain washer 0,200 KG (016) 0210 6415 EU0170-17 | 80
| Federring lock washer 0,200 KG(015) 0111 9612 FE8822-02 | 200
| Einspritzpumpe fuel inject .pump 285,000 KG(015) 0400 6664 KZ0172-17 | 20
| Foerderpumpe supply pump 12,750 KG(015) 0126 1834 KZ8747-11 | 20
| Foerderpumpe supply pump 11,340 KG(015) 0126 3109 KZ8949-11 | 20
| Rillenkugellager ball bearing 3,440 KG(701) 0112 2281 EY8844-50 | 20
| Rillenkugellager ball bearing 9,800 KG(015) 0110 9052 EY8844-50 | 100
| Wellendichtring rot .shaft lip se 0,300 KG(015) 0116 2725 EF8929-40 | 20
| Sicherungsring circlet 0,200 KG(015) 0110 7850 FU8822-74 | 20
| Persuader parallel key 0,060 KG(015) 0111 8002 ES8825-25 | 20
| Wellendichtring rot .shaft lip se 0,230 KG(015) 0117 4356 EC8929-40 | 20
| Einspritzventil fuel injector 59,160 KG (015) 0401 5876 KZ0172-19 | 240
| Rundgummiring 0-seal 0,120 KG(015) 0116 4124 EE8929-27 | 240
| Dichtscheibe sealing washer 0,960 KG(015) 0401 5509 EE0172-19 | 240
| Schlauchleitung hose assemble 2,840 KG(015) 012 6178 KZ8934-68 | 20
| Filtereeinsatz filter insert 5,360 KG (015) 0116 8407 EZ8941-15 | 40
| Schraubstutzen screw connector 0,500 KG(015) 0121 0187 EF8931-20 | 20
| Schlauchleitung se/assembly 11,040 KG(015) 0123 0072 KZ8934-68 | 60
| Verbindungsstutze union 0,490 KG(015) 0111 6710ES8831-21 | 20
| Hohlschraube hollow screw 0,470 KG(015) 0111 9250 ES8931-02 | 20
| Ueberstroemventil overflow valve 0,440KG(015) 0215 9068 EE0171-21 | 20
| Hohlschraube hollow screw 0,280 KG(015) 0111 9246 ES8931-02 | 20
| Schl auchleitung hose assembly 2,120 KG(015) 0126 6182 KZ8934-68 | 20
| Schlauchleitung hose assembly 3,210 KG (015) 0124 4685 KZ8934-68 | 20
| Gummimuffe rubber sleeve 0,630 KG(015) 0121 9790 EF8975-65 | 140
| Gummipuffer rubber stop 0,030KG(015) 0121 6316 EF8975-65 | 20
| Gummimuffe rubble sleeve 0,010KG(015) 0337 2269 ED0155-21 | 20
| Schlauchleitung hose assembly 3,680 KG(015) 0123 0072 KZ8934-68 | 20
| Gummimuffe rubber sleeve 0,300KG(015) 0400 4549 EE0172-21 | 120
| Gummimuffe rubber sleeve 0,720 KG(015) 04004205 EZ0172-21 | 720
| Gummimuffe rubber sleeve 0,360 KG(015) 0400 4204 EZ0172-21 | 720
| Einspritzleitung high pressure pi 2,940 KG(004) 0400 1227 KY0172-21 | 20
| Einspritzleitung high pressure pi 2,800 KG(015) 0400 1228 KY0172-21 | 20
| Einspritzleitung high pressure pi 4,000 KG(004) 0400 1229 KY0172-21 | 20
| Einspritzleitung high pressure pi 4,000KG(015) 0400 1230 KY0172-21 | 20
| Einspritzleitung high pressure pi 4,000KG(004) 0400 1231 KY0172-21 | 20
| Einspritzleitung high pressure pi 2,500 KG (015) 0405 0066 KY0172-21 | 20
| Einspritzleitung high pressure 2,800 KG(004) 0400 1233 KY0172-21 | 20
| Einspritzleitung high pressure pi 2,800 KG(015) 0400 1234 KY0172-21 | 20
| Einspritzleitung high pressure pi 2,800KG (015) 0400 1235 KY0172-21 | 20
| Einspritzleitung high pressure pi 2,800 KG(004) 0400 1236 KY0172-21 | 20
| Einspritzleitung high pressure pi 4,000KG(015) 0400 1237 KY0172-21 | 20
| Einspritzleitung high pressure pi 4,000KG(015) 0400 1238 KY0172-21 | 20
| Schl auchleitung hose assembly 1,910 KG(015) 0124 4390 KZ8934-68 | 20
| Wartungsschalter Maine indicator 0,2290 KG(015) 0118 0697 EZ8941-37 | 20
| Unterdruckanzeige service gauge 1,380 KG(015) 1215 3479 EF0120-00 | 40
| Filterpatron filter cartridge 31,540 KG(015) 0216 5054 EZ0199-22 | 20
| Filzscheibe felt washer 0,010kg(004) 0336 3577 EE0150-22 | 20
| Gummimuffe rubber sleeve 4,00 kg (004) 0224 0773 EE0171-22 | 40
| Gluehkerze glow plug 8,760 kg (015) 0116 2543 EE8976-31 | 240
| Winkelgelenk ball joint 0,260 kg (015) 0117 5511 E88936-03 | 20
| Steuergeraet control unit 12,260 kg (004) 01263225 kz8942-53 | 20
| Wellendichtring Rot. Shaft lip se 0,180 kg (015) 0116 2568 EF 8929-40 | 20
| Rillenkugellager Ball bearing 2,100 kg (015) 0117 4603 ES8944-61 | 40
| Wellendichtring Rot.shaft lip se 0,180 kg (015) 0117 1430 EE8929-40 | 20
| Gleitrringdichtung floating seal 0,610 kg (015) 0123 6294 kz8929-18 | 20
| Rohrverbinder pipe union 14,380 kg (015) 0116 2388 kz8931-44 | 40
| Gummimuffe Rubber sleeve 2,180 kg (015) 0116 2744 EY8934-30 | 40
| Gummimuffe Rubber sleeve 1,610 kg (015) 0116 1235 EE8934-30 | 20
| Keilriemensatz set of V-Belts 7,100 kg (015) 0116 1701 EF8937-01 | 20
| Rillenkugellager ball bearing 4,440 kg (015) 0110 9122 EY8844-50 | 40
| Isolierung insulation 15,800 kg (015) 0215 2141 ku0171-41 | 20
| Isolierung insulation 20,400 kg (015) 0215 2034 kz0171-41 | 20
| Sechskantschraube hexagon bolt 16,560 kg (015) 5455 FF0171-41 | 920
| Scheibe plain washer 5,060 kg (015) 0336 3938 EF 015-44 | 920
| Sechskantschraube hexagon bolt 3,400 kg (004) 0113 7390 EY8820-07 | 200
| Sicherungsmutter Locking 1,10 kg (015) 0113 7393 EY8821-32 | 200
| Reparatursatz repair kit 2,420 kg (015) 0130 7514 EY0172-43 | 20
| Schaltteil Switch element 0,40 kg (015) 01176117 Ez8230-90 | 20
| Regular Schuster regulator cut-ou 20,160 kg (015) 0116 9102 EF8976-15 | 20
| Anzeigeleuchte indicator 0,120 KG(015) 0117 6454 ES8214-03 | 20
| Gluehlampe incandescent lam 0,020 KG(064) 0112 1423 FU8876-45 | 20
| Anzeigeleuchte indicator 0,110 KG(015) 0117 6456 ES8214-03 | 20
| Rillenkugellager ball bearing 0,760 KG(015) 0110 1585 EY8844-50 | 40
| Hubmagnet solenoid 25,260 KG(015) 0118 0814 KZ8241-10 | 20
| Geraetesteckdose connector 0,300KG(015) 0108 8676 ES8239-74 | 20
| Dichtung gasket 0,010 KG(015) 0224 6723 EE0199-48 | 20
| Letting pipe/line/lead 0,050 KG(015) 0224 5884 EE0199-48 | 20
| Flachoichtung flirt gasket 0,020 KG(015) 0117 4494 ES8239-74 | 20
| Heizkoerper radiator/heater 8,730 KG(015) 0126 0671 KZ8776-28 | 20
| Dichtungssatz gasket set 103,000 KG(015) 0391 15611 TY0172-00 | 20
| Dichtungssatz gasket set 30,480 KG(015) 0291 1558 TY0172-00 | 240
| Dichtungssatz gasket set 14,660 KG(015) 0291 1571 TY0172-oo | 40
02-04-00380 | ( 2) Complete set of tools
SPECIAL TOOL SET BAM 816
| Compression tester | 4
| Connecting sleeve | 4
| Adjusting sleeve | 4
| Dial gauge | 4
| HP pump | 4
| Container | 4
| Device for measuring angle degrees for Conroe and main bearings | 4
| Tester for piston cooling nozzles | 4
| Measuring device for aligning injection pump | 4
| Dial gauge | 4
| HOLDER | 4
| Measuring flanges | 4
| Wrench for nozzles | 4
| Wrench for fuel filter | 4
| Puller for coupling flange injection pump | 4
| Wrench for cylinder head bolts | 4
| Valve lifter | 4
| Valve reface inlet | 4
| Valve refaced exhaust | 4
| Pilot bar | 4
| Holder for milling cutter | 4
| Additional part for holder | 4
| Assembly arbor valve guide | 4
| Reamer for valve guide | 4
| Arbor for valve set inlet | 4
| Arbor for valve set exhaust | 4
| Prechamber Puller | 4
| Extractor for liners | 4
| Draw- plate | 4
| Piston ring pliers | 4
| Piston compressor | 4
| Arbor for piston pin bushes | 4
| Trapezoidal groove wear gauge for pistons | 4
| Device for crankshaft seal | 4
| Assembly/disassembly device for camshaft bearing bushes | 4
| Roll-in tool for main oil gallery | 4
| Roll-in tool for piston cooling | 4
| Extracting device for injector | 4
| Extractor for injector | 4
| Spreader for bearing cap | 4
STANDARO TOOL KIL
| Gedore box ½ | 4
| Gedore box ¾ | 4
| Set of wrenches for socket head cap screws | 4
| Set of forked wrenches 6/7 –30/32 | 4
| Set of ring wrenches 6/7 –30/32 | 4
| Set of ring –forked wrenches 6-32 | 4
| Water pump pliers | 4
| Combination pliers | 4
| Side cutting nippers | 4
| Side cutting nippers | 4
| Pincers | 4
| Set of files | 4
| Valve gauge | 4
| Triangular scraper | 4
| Flat scraper | 4
| Set of screwdrivers | 4
| Hammer 500 g | 4
| Hammer 800 g | 4
| Flat chisel | 4
| Bolt chisel | 4
| Turning tool wrench ½’ 80-100 NM | 4
| ½’ 40-20 NM | 4
| Tool box 305-00- | 4
02-04-00381 | C-STANDARD ELECTRICAL TOOLS VDE
| Tool bag electrical tools 3251-0 | 88
| Combination pliers | 4
| Side cutting nippers | 4
| ST of screwdrivers | 4
| Flat nose pliers | 4
| Round nose pliers | 4
| Telephone pliers | 4
| Angled telephone pliers | 4
| Stripping tongs | 4
| Stripping knife | 4
02-04-00382 | Equipment : Refrigerator 9foot
Company name: Arston-Italy
| Door chamber | 30
| Freezer | 20
02-04-00383 | Equipment : Refrigerator 14foot
Company name : Arston –Italy
| Door chamber | 30
| Silver tube ¼ | 10 | roller
| Silver tube 3/16 | 10 | roller
| Kampry tube 3/16 | 10 | roller
| Thaouzen | 20 | box
02-04-00384 | Equipment: Refrigerator 14foot
Company name: Virginia-France
| Door chamber | 10
02-04-00385 | Equipment: Refrigerator 14foot
Company name: Marblec-Spain
| Door chamber | 10
02-04-00386 | Equipment: Freezer
| Motor ¼(withrelay + overload) | 20
| Motor 1/5(withrelay + overload) | 20
| Automatic V55 | 250
| Door chamber (12foot) | 10
| Door chamber (16foot) | 10
02-04-00387 | Equipment: Refrigerator Japan
| Motor 1/5 with (Relay +over load) | 100
| Motor 1/6 with (Relay +over load) | 100
| Motor 1/8 | 100
| Automatic VP4 | 100
| Automatic VCI | 100
| Feruon R12 | 400 | kg
02-04-00388 | Equipment: Water cooler Japan
| Motor 1/5 with (Relay over load) | 100
| Motor ½ with (Relay over load) | 100
| Motor 1 with (Relay +over load) | 100
| Motor 2 with (Relay +over load) | 100
| Tube water glass | 50
| Automatic | 100
02-04-00389 | Equipment: Air condition Japan
| Motor 1Ton | 300
| Motor 1.5 Ton | 100
| Motor 2Ton | 200
| Motor 9Ton | 8
02-04-00390 | Equipment: Air-condition 2 Ton Japan
| Fan 50Hz, 1PH, CAP 10.001370 | 80
| Fan working 5 witch | 400
| Automatic A28 | 200
| Blower | 140
| Interior fan | 100
| Behind fan | 40
02-04-00391 | Equipment: Boiler HOFAl-Germany
| Motor 3PH | 20
| Oil pump | 20
| Electrode | 20
| Thermostat | 20
| Contactor 16A | 40
| Over loud | 20
| Relay | 30
| Photocell | 20
| Nozzle | 20
| Air regulator | 20
| Tube 2” | 800
| Tube 1” | 100
| Tube ½” | 400
02-04-00392 | Equipment: Generator 250 KVA
| Battery 12V-60A | 100
| Battery 12V-90A | 100
| Battery 12V-135A | 58
02-04-00393 | Equipment: Freezers Japan
| Automatic k54-p1102 80-45-5p | 100
02-04-00394 | Equipment: drying tumbler Vniwash –Sweed
| Heater 2000W-T6220 EchEN | 100
02-04-00395 | Equipment: Air cooler Wasting house
| Motor 1/2Hp | 200
| Motor 3/4HP | 200
| Water pipe | 400
| Belt 1525 | 400
| Belt 1550 | 400
| Blower | 100
02-04-00396 | Equipment: Electric Fan Sanyo-Japan
| Working regulator | 200
| Capaster | 240
02-04-00397 | Equipment: Incinerator HOFAL-Germany
| Blower t.k.v.008MU | 20
| (OFF-ON) switch | 20
| Transformer 24V | 20
| Timer | 20
| Heating gauge | 200
| Control | 200
| Micro switch K.K. p50-85 | 80
| Bush –bottom | 80
02-04-00398 | Equipment: Generator 250 KVA Hitzinger
| Voltage regulator | 40
| Regulator card | 40
| Selector switch | 20
| Charger Transformer | 20
| Solinoid valve 24V | 20
| Gas Filter | 200
| Oil Filter | 200
| Relay 24V | 80
| Electric board | 40
| Relay k19 | 30
| Relay k14 | 30
| Amp-gauge | 20
| Voltage-gauge | 20
| Oil gauge | 20
| Heating gauge | 20
| Gauge | 20
02-04-00399 | Spare parts for cold stores and blood bank
Refrigerator (for warehouse)
| Compressor type :H2-28/4-074/12 | 50
| Compressor coplemate type : MRB1-0500-TFD, 380/3/50 | 124
| Compressor DWN-coplend type : DLSGB-40/-EWL,380/3/50 | 124
| Compressor type : 1195-89J28-TAH-2466A, 380/30/50(hermitic) | 98
| Really type: ESSEX 134-20303-333 12FLA60 LRA, 18A,USPAT286,765, 49724,977 | 244
| Compressor ,coplematic type : 9RB1-0505-ESL, 3/50/380 | 72
| Compressor ,Bitzzer(W.G) 7.5HP,380/50/3 | 20
| Timer,15021-172,microplash | 50
| Compressor ,Tecumsuh,50HZ JAH2150J,1.5kw,3ph,200V,R502 | 98
| Compressor, Tecumseh, 50HzJAH2460A,1.5KW,200V,h12 | 98
| Compressor 1/3HP,for flood bank refrigerator with overload and revay and capacitor | 1250
| Compressor ¼ Hp, for blood tank refrigerator with over load and relay and capacitor | 1250
| Evaporator fan motor for toad tank refrigerator | 240
| Hi-low pressure cutely | 250
| Oil press, curtail | 250
| Compressor ,Frigopol type : D40100,3/50/380 | 70
| Compressor ,Tecumsch,220V,40Hz type: GAJ 4492,R12 | 96
02-04-00400 | EQUIPMENT: DIMMING LIGHTING
MODEL : ES 6090 SERIES
COMPANY / MANUFACTURER : ES 6090 SERIES
QUANTITY : 99
SITE : SADDAM MEDICAL CITY
| DIMMER MODULE ES6259 | 140
| DIMMER MODI;E ES6459 | 200
| DOUBEL POLE 15 AMP, MCB | 300
| SINGLE POLE 15 AMP., MCB | 300
| PUSE 20 AMP. | 300
| FUSE 5 AMP | 100
| DOUBLE POLE ISOLATOR 100 AMP | 50
| TP & N ISOLATOR 120 AMP. | 50
| CLOCK | 200
02-04-00401 | EQUIPMENT:BED HEAD UNIT
MODEL:DIFERENT
COMPANY/MANUFACTURER:SQUARE D COMPANY
QUANTITY: 687
SITE: SADDAM MEDICAL CITY
| PATIENT LIGHT LENS, 30 W SWITCH A-43116-007-02 | 6000
| BED BUMPER NIGHT LIGHT BULBS GE # 25T 10250V | 6000
| EXAM LIGHT BULB, 12V, 20W SUNNEX # 1220 | 3000
| 20 AMP, 2-POLE PRIMARY BREAKER QIL-220 | 100
| 20 AMP, 2-POLE SECONDARY BREAKER QO-220 | 100
| DIMMER SWITCH 220V/ 50HZ ATMOS # LC62-220/50 | 40
| CLOCK/ FOHOYS; EOYJ NSYYRTU MTC-32B | 1000
| FUSE FOR CLOCK OR LIM 3AGC, 1/4A, 250V 43199-004-07 | 1000
| FUSE FOR EXAM LIGHT BUSS GLR-2 | 1000
02-04-00402 | EQUIPMENT: LIGTING,ELECTRICAL PARTS BUS BARS
COMPANY/MANUFACTURER:SQUARE D COMPANY
5735 COLLE/GE CORNER ROAD, OXFORD,OHIO 45056
SITE: SADDAM MEDICAL CITY
| BUSWAY FEEDER 277/480 VOLT, 3P4W SYSTEM OF-525G-TRA | 4
| BUSWAY FEEDER 277/480 VOLT, 3P4W SYSTEM OF-525G-CONNTRA | 4
| BUSWAY FEEDER 277/480 VOLT, 3P4W SYSTEM OF-525G-38LFS18B20 | 4
| BUSWAY FEEDER 277/480 VOLT, 3P4W SYSTEM OF-525G-38LES19B19 | 4
| BUSWAY FEEDER 277/480 VOLT, 3P4W SYSTEM OF-525G-101 | 4
| BUSWAY FEEDER 277/480 VOLT, 3P4W SYSTEM OF-525GLEM8 (AJG SL) | 12
| BUSWAY FEEDER 277/480 VOLT, 3P4W SYSTEM OF-525G-10 | 20
| BUSWAY FEEDER 277/480 VOLT, 3P4W SYSTEM OF-525G-33 | 8
| BUSWAY FEEDER 277/480 VOLT, 3P4W SYSTEM OF-525G-37 | 4
| BUSWAY FEEDER 277/480 VOLT, 3P4W SYSTEM OF-525G-50 | 4
| BUSWAY FEEDER 277/480 VOLT, 3P4W SYSTEM OF-525G-LFM15 (AJCSL) | 4
| BUSWAY FEEDER 277/480 VOLT, 3P4W SYSTEM OF-525G-22 | 4
| BUSWAY FEEDER 277/480 VOLT, 3P4W SYSTEM OF-525G-FEMB9 | 4
| BUSWAY FEEDER 277/480 VOLT, 3P4W SYSTEM OF-513G-30 | 10
| BUSWAY FEEDER 277/480 VOLT, 3P4W SYSTEM OF-513G-6 | 10
| BUSWAY FEEDER 277/480 VOLT, 3P4W SYSTEM OF-513G-29 | 10
| BUSWAY FEEDER 277/480 VOLT, 3P4W SYSTEM OF-513G-18 | 10
| BUSWAY FEEDER 277/480 VOLT, 3P4W SYSTEM OF-513G-19 | 10
| BUSWAY FEEDER 277/480 VOLT, 3P4W SYSTEM OF-516G-RBA | 4
| CIRCUIT BREAKER 277/480V, 3P4W PBLA36400,GN | 10
02-04-00403 | EQUIPMENT: MODULAR POWER STATION
MODEL :715197
COMPANY/MANUFACTURER:JOHNS_ MANVILLE
SITE: SADDAM MEDICAL CITY
| INVERTER MODULE 200100-A | 200
| BATTERY CHARGER/ TRANSFER ASSEMBLY 200101 | 150
| TRANSFER RELAY 92724 | 100
| SWITCH, LOAD 90767 | 20
| TEST SWITCH, SPRING LOADED, TOGGLE 92780 | 100
| CHARGER TRANSFORMER 92741-A | 100
| 277VAC METER, AC LOAD CURRENT 92741 | 60
| METER, BATTERY VOLT 92763 | 60
| NIFE NI-CAD BATTERY 92886 (L405)-5 | 1000
| CONTROL PANEL ASSEMBLY 700111 | 40
| FUSE 100 AMP | 50
02-04-00404 | EQUIPMENT:(UNINTERRUPTIBLE POWER SUPPLY UPS) MODULAR AC POWER STATION
QUANTITY:14
SITE: SADDAM MEDICAL CITY
| AC POWER STATION 1.5 KVA COMPLETE WITH BATTERIES. | 28
VOLTAGE INPUT : 220 VAC
OUTPUT : 220 VAC
FREQUENCY : 50 HZ
TRANSFER TIME : 50 – 100 MS
FULL RATED LOAD FOR 90 MINUTES MINIMUM
LOAD POWER FACTOR 0.85 LAY OR 1.0 LEAD
02-04-00405 | EQUIPMENT:COLD STORES
MODEL:FOSTER
COMPANY/MANUFACTURER:PREST COLD OR EQUIBALENT ENGLAND
QUANTITY: 16
SITE: SADDAM MEDICAL CITY
| AIR- COOLED CONDENSING UNIT MALS 300-B2-75 | 10
| AIR-COOLED CONDENSING UNIT MALQ 200-B1-75 | 10
| AIR-COOLED CONDENSING UNIT MAKP 150-B1-75 | 10
| AIR-COOLED CONDENSING UNIT MAKM 75-A1-38 | 10
| AIR-COOLED CONDENSING UNIT MALQ- 200-B1-75 | 18
| AIR-COOLED CONDENSING UNIT MAKN-100-A2-38 | 10
| AIR-COOLED CONDENSING UNIT KAKO-150-B1-75 | 6
02-04-00406 | EQUIPMENT: COLD STORES
COMPANY:FIAB
HATZFELDER STRABE 63A, D-5600W APPERTAL 2 WEST GERMANY
QUANTITY:15
SITE: SADDAM MEDICAL CITY
| COMPRESSOR,[RESSPR DWM-COPELAND WITH ADDITIONAL FAN 60W 380/3/50 VERTICAL DKMB-50 | 4
| COMPRESSOR,[RESSPR DWM-COPELAND WITH ADDITIONAL FAN 60W 380/3/50 VERTICAL DKJ-75 | 16
| COMPRESSOR,[RESSPR DWM-COPELAND WITH ADDITIONAL FAN 60W 380/3/50 VERTICAL DLEG-401 | 4
| COMPRESSOR,[RESSPR DWM-COPELAND WITH ADDITIONAL FAN 60W 380/3/50 VERTICAL DLFB-201 | 20
| COMPRESSOR,[RESSPR DWM-COPELAND WITH ADDITIONAL FAN 60W 380/3/50 VERTICAL DKL-150 | 8
| COMPRESSOR,[RESSPR DWM-COPELAND WITH ADDITIONAL FAN 60W 380/3/50 VERTICAL DLL-301 | 4
| FILTER DRIER ADK-163 | 200
| FILTER DRIER ADK-164 | 400
| EXPANSION VALVE, EXTERN-EQUALIZED TCE 4RW | 8
| EXPANSION VALVE, EXTERN-EQUALIZED TCE 5RW | 8
| EXPANSION VALVE, EXTERN-EQUALIZED TCE 3RW | 8
| EXPANSION VALVE, EXTERN-EQUALIZED TCE 1FW | 8
| EXPANSION VALVE, EXTERN-EQUALIZED TCE 3FW | 8
| EXPANSION VALVE, EXTERN-EQUALIZED TCE 2FW | 8
| HIGH/LOW PRESSURE SWITCH | 24
| SOLINOID VALVE 12 | 10
| SOLINOID VALVE 10 | 10
| ROOM THERMOSTAT FFL-114-3 | 40
| CONDENSER FAN COMPLETE RCN1-6 | 60
| CONDENSER FAN COMPLETE CEV14-15 | 60
| EVAPORATOR FAN COMPLETE ARBT14 | 80
| EVAPORATOR FAN COMPLETE AP5 | 80
SERVICE STATION (FSV 101)
| EVACUATING AND CHARGING STATION WITH VACC. PUMP, CHARGINGCYLINDER, MANIFOLD, VACC. AND PRESS GUAGES | 8
| VACUUM PUMP 16 CBM/HR, 220V-1-50 COMPLETE WITH MOTOR, BASE, HANDLE | 16
| VACUUM PUM 6 CBM/HR, 220V-1-50 RESISTENT TO LITHIUMBROMIDE | 4
| CHARGING MANIFOLD | 20
| SOLDER PISTOL 100W | 30
| FLAING TOOL SET UPTO 5/8 IN | 30
| TUBE CUTTER 6-22 MM | 30
| CLAMP METER AMP, OHMS, VOLTS MEASURMENT | 30
| DIGITAL-POCKET A-V-O METER | 30
02-04-00407 | EQUIPMENT:ELECTRIC WATER COOLERS,230VAC/1PH/50HZ
MODEL:EP&8F
COMPANY/MANUFACTURER:WATERCOOLERS LTD.56,TANINERS DRIVE BLACKLANDS,MK14SYT/U.S.A TLS 82351
QUANTITY: 200
SITE: SADDAM MEDICAL CITY
| EBCO WATER COOLER COMPLT EP8F | 40
| VALVE 23546 | 300
| CONDESNER 26757 | 20
| BLADE, FAN 124033 | 200
| MOTOR, FAN 16490 | 240
| CONTROL, COLD 20319 | 200
| HEAT EXCHANGER 25624 | 300
| COMPRESSOR ASSEMBLY 17980 | 300
| GASKET 8983 | 300
| WASHER-FRICTION 9281 | 300
| SCREW, VALVE SPUD 17335 | 300
| GASKET (UNDER TOP) 10545 | 300
| STRAINER – BRONZE 24435 | 300
| GASKET- WASTE 11416 | 300
| TAIL PIECE, WASTE 25862 | 300
| TUBE, COOLER TO VALVE 24409 | 100
| TUBE, WATER SUPPLY 24425 | 100
| FITTING, MALE FLARE 7317 | 100
02-04-00408 | EQUIPMENT:MEDICAL COMPRESSOR,380V/3PH/50HZ
SITE: SADDAM MEDICAL CITY
| MOTOR/COMPRESSOR UNIT COMPLETE FULL AUTOMATIC OPERATION 10800 L/M, 12 BAR, 45KW, | 6
| MOTOR/COMPRESSOR UNIT COMPLETE FULL AUTOMATIC OPERATION 4000 L/M, 12 BAR, 37KW, | 4
| MOTOR/COMPRESSOR UNIT COMPLETE FULL AUTOMATIC OPERATION 2300 L/M, 12 BAR, 21KW, | 4
| AUTOMATIC DUAL COMPRESSOR ASSEMBLIES 520 L/MIN, 8 BAR, 2 X 2.2KW | 6
| AUTOMATIC DUAL COMPRESSOR ASSEMBLIES 2120 L/MIN, 8 BAR, 2 X 11KW | 4
| AUTOMATIC DUAL COMPRESSOR ASSEMBLIES 4600 L/MIN, 12 BAR, 2 X 21KW | 4
| HIGH PRESSURE AIR COMPRESSOR 40 BAR, 11KW | 8
02-04-00409 | EQUIPMENT:VACUUM PUMP COMPLETE,380V/3PH/50HZ FULL AUTOMATIC OPERATION
SITE: SADDAM MEDICAL CITY
| VACUUM PUM UNIT COMPLETE | 4
FREE AIR DISPLACEMENT AT ATMOSPHERIC PRESSURE 760MMHG 1350 L/MIN
VOLUMETRIC THROUGH PUT AT LINE VACUUM 4050 L/MIN, 7.5KW-MOTOR
| VACUUM PUM UNIT COMPLETE | 4
FREE AIR DISPLACEMENT AT ATMOSPHERIC PRESSURE 760MMHG 900 L/MIN
VOLUMETRIC THROUGH PUT AT LINE VACUUM 2700 L/MIN, 5KW-MOTOR
VACUUM PUM UNIT COMPLETE
FREE AIR DISPLACEMENT AT ATMOSPHERIC PRESSURE 760MMHG 6750 L/MIN
| VOLUMETRIC THROUGH PUT AT LINE VACUUM 20250 L/MIN, 40KW-MOTOR | 6
02-04-00410 | EQUIPMENT: WASHING MACHINE+MEMBRAN PRESS
WASHING MACHINE: MACHINE NO: 81-111-55500
TYPE:TWA10 NR181
MEMBRAN PRESS: MACHINE NO:67.120 TYPE : 831.01
COMPANY:ENGELHARDT&FORSTER PFALZBURGER STR.71,P.O.BOX105907,D-2800 BREMEN1, GERMANY
QUANTITY:14
SITE: SADDAM MEDICAL CITY
| WASHING LIQUID PUMP 5-653-213205.2 | 8
| HIGH PRESSURE PUMP SA05/02 28587.4 | 8
| MICROSWITCH WITH ROLLER ¾” 50HZ 9-468-1524656 | 40
| FOOT MOUNTED MOTOR 7.5KW, 3000 RPM 32282.6 | 2
| COUPLING HIGH PRESSURE PUMP MOTOR 29957.8 | 2
| VOLUME PUM AKHA 6101 28593.2 | 4
| FOOT MOUNTED MOTOR 7.5KW, 1500 RPM 32283.4 | 2
| COUPLING VOLUME PUMP MOTOR 29956 | 2
| GEAR MOTOR 0.75KW, 50HZ, 40 RPM 29955.2 | 2
| GEAR MOTOR 0.75KW, 50HZ, 48 RPM 299636 | 2
| RUBBER PROSESSOR 30492.3 | 12
| PROGRAMME PROSESSOR FOR TRANS EF 2-014-2886073 | 2
| 3 PHASE AC MOTOR, 1.5KW, 1000 RPM 9-651-1556800 | 6
| V-BELT 6-816-0039357 | 60
| PIPE HIGH PRESSURE PUMP- VALVE 30726.4 | 4
| SOLINOID VALVE WATER 0.5-10 ATU 28600.5 | 4
R ½” , 24VINW10
| SOLINOID VALVE WATER 0.5-16 ATU, R ½” 29763.6 | 4
| MAGNETIC LIMIT SWITCH 35135.3 | 40
| LIMIT SWITCH FOR CLUTCH SIGNAL 29914.9 | 8
(ROLLER LEVER ZC2-SY11)
| LIMIT SWITCH (BELOW) AT 11-S-J 28490.1 | 8
| SOLINOID VALVE 24V, 50HZ, NW12 29942 | 16
| SCREWING WE8 R 1/8” 35276.5 | 20
| SCREWING WE8 ¼” 35288.8 | 24
| SCREWING TE8 R ¼” 35289.8 | 8
02-04-00411 | DRYING MACHINE
MACHINE NO.: 28.962
TYPE : 253.15D , 1982
ENGLEHARDT & FORSTER WEST GERMANY 4
SADDAM MEDICAL CITY
| FLANGED MOTOR 26540.5 | 4
11KW, B5 V1, G160M, 1500 RPM
| FLANGED MOTOR, 2.2KW, 220/380V 24347.7 | 2
| TIME RELAY SCHILEICHER 10 SEC. | 16
| RELAY 220 VOLT 11 PIN | 40
| GEAR MOTOR 380V, 50HZ, 2.2KW 35014 | 2
| MOTOR PROTECTIVE SWITCH PKZMO-6 35027.2 | 4
| MOTOR PROTECTIVE SWITCH PKZMO-2.4 35235.3 | 8
| TIME RELAY KZTH11, 10SEC 33217.1 | 20
| TIME RELAY KZTH11, 30SEC 33179.3 | 20
| TIME RELAY KZTH11, 100SEC 33180.1 | 20
| TIME RELAY TESCH VS 30PL 125 22556.5 | 10
| CONTACTOR DILOA-22 29788.7 | 30
| CONTACTOR DILOO-52 23294.2 | 20
| SWITCH AT-3-11-S/J/DR 29895 | 12
| END SWITCH AT-11-S/I 28490.1 | 10
02-04-00412 | EQUIPMENT: FITTING TO STEAM PIPING
COMPANY:SPIRAX SARCO - ENGLAND
QUANTITY:AS BELOW
SITE: SADDAM MEDICAL CITY
| ½ IN THERMO STEAM TRAP TD 42-L | 100
| ½ IN TRAP FT 10-4.5 | 200
| ¾ IN TRAP FT 10-4.5 | 200
| 1 IN TRAP FT 10-10 | 100
| 1 ½ IN TRAP FT 10-10 | 100
| SIGHT GLAS GS 253 | 200
| PRESS GUAGE WITH SYPHON AND COCK 0.1.6 BAR | 200
| PRESS GUAGE WITH SYPHON AND COCK 0-4 | 400
| PRESS GUAGE WITH SYPHON AND COCK 0-10 | 400
| PRESS GUAGE WITH SYPHON AND COCK 0-16 | 100
| PRES. RED. VALVE. REPAIR KITS FOR MODEL: DP 2” | 20
| DP 2 ½” | 20
| DP25 8” | 10
02-04-00413 | EQUIPMENT: WATER STRAINER FLANGED ENDS BASKET TYPE STEEL DODY STAINLESS BASKET
SITE: SADDAM MEDICAL CITY
| 3” SIZE | 20
| 4” | 20
| 5” | 20
| 6” | 20
| 8” | 20
| 10” | 20
02-04-00414 | EQUIPMENT: CHECK VALVE GLOBE STYLE BRONZE WITH STAINLESS STEEL SPRING FLANGED ENDS
SITE: SADDAM MEDICAL CITY
| 1” | 40
| 2” | 40
| 2.5” | 40
| 3” | 40
| 4” | 40
| 5” | 20
| 6” | 20
| 8” | 20
| 10” | 20
02-04-00415 | EQUIPMENT:FLEXIBLE PUMP CONNECTOR CORROGATED STAINLESS STEEL WIRE BRAID OUTER SHEILD WITH FORGED STEEL FLANGED
SITE: SADDAM MEDICAL CITY
| 2 ½ IN LENGTH 12 IN | 40
| 3 IN LENGTH 14 IN | 40
| 3 ½ IN LENGTH 15 IN | 40
| 4 IN LENGTH 16 IN | 20
| 5 IN LENGTH 18 IN | 20
| 6 IN LENGTH 20 IN | 20
| 8 IN LENGTH 22 IN | 10
02-04-00416 | EQUIPMENT:FLEXIBLE CONNECTOR / PIPING SYSTEM PUBBER SPERE WITH STEEL FLANGES
COMPANY/MANUFACTURER:METRAFLEX OR EQUAVELANT USA
SITE: SADDAM MEDICAL CITY
| SIZE: 2” x L 4 1/8” 4 HOLES | 100
| 3” x L 5 1/8” 4 HOLES | 100
| 4” x L 5 3/8” 8 HOLES | 100
| 6” x L 7 1/8” 8 HOLES | 60
| 8” x L 8 1/8” 8 HOLES | 60
| 10”x L 9 3/8” 12 HOLES | 60
| 12” x L 10 ¼” 12 HOLES | 60
02-04-00417 | EQUIPMENT:GENERATOR (DIESEL ENGINE)
MODEL : V16A/15
COMPANY/MANUFACTURER:HEDEMORA / SWEDEN
QUANTITY : 1 SERIAL NO. : 587
SITE: MEDICAL SADDAM CITY
| FUEL PUMPS (COMPLETE) | 32
| GOVERNOR (COMPLETE) ((UG8) TYPE) | 2
| SHUTDOWN SOLENOID FOR UG GOVERNOR | 2
| INLET AND EXHAUST VALVES (SET) | 2
| NOZZELS OF FUEL SYSTEM | 32
| SEAL OUT SHAFT (COMPLETE) | 4
| CAM SHAFT | 4
| LINK SYSTEM GOVERNOR (COMPLETE) | 2
| TURBO CHARGERS (VTR 250 W3P) | 2
| LUBRICATING OIL PUMP (COMPLETE) | 2
| COOLING WATER PUMP | 2
| FUEL FEED PUMP (TYPE DRACHTFM VR –1/15-R ½ | 2
| TACHOMETER ALTERNATOR TYPE BARBER COLMANDYNT 10100 | 2
| TEMP. SWITCH AND PRESS SWITCH AMOT 4145 | 10
| AIR FILTER | 6
| SOLENOID VALVE FOR STOP LUCIFER 131 A04 | 2
| TEMP. GAUGES | 20
| PRESSURE GAUGES | 20
| MAIN BEARINGS | 4
| PISTONS | 10
| CONNECTING ROD | 10
| INDICATOR VALVE | 20
| GASKETS (ALL TYPES IN THE ENGINE) | 100
| GLOW PLUGS | 20
| MAGNETIC SPEED SENSOR | 2
| SEAL OUT PUT SHAFT | 2
02-04-00418 | EQUIPMENT:INDUSTRIAL TOW TRACTOR
MODEL :FOER 4.3 SERIAL NO. :89060516
COMPANY/MANUFACTURER:LANSING LTD . BAS
| SEAT PVC | 12
| WHEEL AND TYRE ASSEMBLY (PNEUMTIC) | 48
| BATTERY UNIT , DRY CHARGED COMPLETE | 12
| CONTROL UNIT 4032093.1 | 8
| FUSE LINK | 50
| BOARD (SNI - 0528930489) 3022100 | 16
| BOARD (SNI - 0525990789) 3027825 - 001 | 24
| BOARD (SNI – 0518150289) 3025983 – 001 | 16
| HEAD LIGHT SET (LENS , BULB HL , BULB SL) | 20
| LAMP INDICATOR (LENS , BULB) | 20
| SWITCH – PUSH BUTTON | 12
| HAND BRAKE MICRO SWITCH | 20
| HOSE ASSY H/PRESSURE (FOR STEERING UNIT – BRAKE) | 24
| MASTER CYLINDER ASSY FOR FOOT BRAKE | 24
| BRUSH AND SPRING KIT FOR DRIVE MOTOR | 20
| BEARING FOR DRIVE END | 12
| BEARING FOR COMMUTATOR END | 12
| WHEEL BOLT FOR AXLE DRIVE | 60
STEERING AXLE UNIT:
| A. AXLE – STUB | 12
| B. HUB – STEERING | 12
| C. BEARING – TAPER ROLLER | 12
| D. BRAKE PIPES – STEERING UNIT | 12
| E. CHAIN – SIMPLE | 6
BRAKE :
| A. WHEEL CYLINDER | 24
| B. BRAKE SHOE L.H | 24
| C. BRAKE SHOE R.H | 24
| D. SPRING (TWO TYPES) | 48
| E. SCREW – BLEED | 48
| F. WHEEL CYLINDER REPAIR KIT (AR) | 24
| BRAKE PIPES AND FITTINGS ASSY. | 12
02-04-00419 | EQUIPMENT:TRUCK FORK LIFT POWERED , 3 TON
MODEL :FOER 15.1, SERIAL NO. :89069618
COMPANY/MANUFACTURER:LANSING LTD . BAS
QUANTITY : 3
SITE : SADDAM MEDICAL CITY
| A. HYDROLIC CONTROL VALVES AND LEVERS ASSEMBLY | 16
| B. BRAKE MICROSWITCH | 12
| C. HYDROLIC SWITCH ASSY. | 12
| D. SWITCH-KEY | 6
| E. LAMP-WARNING | 6
| SEAT C\W SUSPENSION UNIT-PVC | 6
| WHEEL AND TYRE ASSEMBLY-DRIVE | 24
(PNEUWMATIC IF POSSIBLE)
| WHEEL AND TYRE ASSEMBLY-STEERING AXLE (PNEUWMATIC IF POSSIBLE) | 24
DRIVE AXLE PARTS AS FOLLOWS
| A. BEARING (COMPLETE SET) | 6
| B. OIL SEAL | 6
| C. WASHER-LOCKING | 12
| RING-LOCKING | 12
| CYLINDER COMPLETE FOR BRAKE | 12
| A. KIT-REPAIR FOR BRAKES | 24
| B. SCREW-SKT.HD. FOR BRAKES | 12
| C. RING-SPRING FOR BRAKES | 12
| SPRING ALL SIZES FOR BRAKE | 12
FOOT BRAKE AND ACCELERATOR PARTS AS FOLLOWS :
| MASTER CYLINDER ASSEMBL | 6
| REPAIR KIT FOR MASTER CYLINDER | 12
| RUBBER PEDAL (TWO SIZES) | 12
| ROCKER | 12
| BRAKE PIPES AND FITTINGS COMPLETE | 6
| CONTROL UNIT COMPLETE | 6
(SN : 89074768)
| BOARD ASSY (SN : 0525710789) | 12
| BOARD ASSY (SN : 0526810789) | 6
| BOARD ASSY (SN : 0527760889) | 6
| HORN | 6
| PUSH-HORN | 6
| HYDROLIC PIPING FOR STEER CIRCUIT | 6
(COMPLETE SET)
| HYDROLIC PIPING (COMPLETE SET) | 6
| PUMP COMPLETE | 2
| PRESSURE PLATE FOR PUMP | 6
| CARTRIDGE KIT | 6
| GASKET KIT | 6
| TANK-HYDROLIC OIL PARTS AS FOLLOWS :SET OF FILTERS ASSY | 6
| SEAL BONDED | 12
| O-RING | 6
| MAST UNIT PARTS AS FOLLOWS : | 12
PAD ALL TYPES
| FLOW CONTROL VALVE | 12
| HOSE | 12
| PIPE ASSY | 12
TOOL KIT AS FOLLOWS :
| GUN GREASE | 6
| FILLER-BATTERY | 6
| HYDROMETER | 12
| LOG BOOK-BATTERY | 6
| SLIDING T | 6
| EXTENSION PIECE | 6
| SOCKET | 6
| SOCKET SET (METRIC | 12
| BATTERY UNIT COMPLETE-DRAY CHARGED | 8
02-04-00420 | EQUIPMENT:THREE WHEEL ELECTRONIC FORK LIFT TRUCK
MODEL :FOER 11.2/1.25 , SERIAL NO. :R 890880238/1989
COMPANY/MANUFACTURER:LANSING LTD . BAS
QUANTITY : 5
SITE : SADDAM MEDICAL CITY
| DAMPERED SEAT ASSY | 10
| WHEEL CASHION RUBBER | 40
| BRAKE SHOE C\W LINING (CALL TYPES) | 6
| WHEEL CYLINDER –BRAKE | 6
| MASTER CYLINDER-BRAKE | 6
| CHAIN-STEERING | 4
| BATTERY ASSY-DRAY CHARGED | 10
| BATTERY CONNECTORASSY | 10
| CONTROL UNIT ASSY | 10
| MODULE (SN: 3785\128\2-06.89) 59.160.00.00-007 | 10
| LOOM WIRING | 10
| PANEL ASSY. | 10
| VENTILATOR KIT | 10
| CABLE (ALL TAPES USED) | 6
| HORN | 10
| FUSE-CONTROL | 40
| FUSE-POWER (TWO SIZES) | 20
| LOOM WIRING FOR CONTROL UNIT | 4
| HOSE ASSY (ALL SIZES USED FOR HYDRAULIC SYS.) | 6
02-04-00421 | EQUIPMENT:HIGH VOLTAGE SWIETCH GEAR
COMPANY/MANUFACTURER:SIEMENS - WEST GERMANY
QUANTITY :14
SITE : SADDAM MEDICAL CITY/ SERVICE BUILDING
| VACUUM CIRCUIT BREAKER 12KV, 25KA, 630A 3AF1741-4EH40-8BA2 | 12
| VACUUM CIRCUIT BREAKER 12KV, 25KA, 630A 3AF1741-4EH40-6BA2 | 12
| OPERATING MECHAN-EK MOTOR DRIVE | 24
110V DC
| TRIPPING RELAY SET 110V DC 7VH1604 | 40
| THERM-DELAY OVERLOAD RELAY, 3-POLE 3UC3860-1C | 12
| ALARM RELAY 7PG2460-3EB0 | 40
| GLOW LAMP 220, CLEAR BA 95 35X1701 | 200
| INCAND-LAMP BA95 , 110-130V, 2.5W 35X1731 | 200
02-04-00422 | Air condition 2 Ton
Japan, Toshiba, Mitsubishi
| Compressor 220 V | 216
| Automatic | 100
| Fr R 22 | 300 | kg
| On – Off switch | 50
| Fan coil | 20
02-04-00423 | Refrigerator | 0
| Compressor 1/6 hp | 40
| Compressor 1/5 | 100
| Compressor 1 / 4 | 18
| R 12 | 400 | kg
| Automatic ran | 100
| Filter dryer | 160
02-04-00424 | Blood bank refrigerator Electoral
| Compressor 450 W 220V | 12
| Automatic | 20
| R 12 | 100 | kg
02-04-00425 | Air cooler
| Motor 1/ 2 hp | 204
| Water pump | 20
02-04-00426 | Kerosene refrigerator Sweed
| Heater | 240
02-04-00427 | Air condition 2 ton
| Compressor | 90
| Fan ( general ) | 20
| Fan ( Mitsubishi) | 40
| Fan ( Hitachi) | 20
| Thermostat ( Mitsubishi ) | 140
| Selector switch ( Mitsubishi ) | 40
| Cirrus 20 ampere | 40
| Fan motor ( general) | 20
| Fan motor ( Mitsubishi) | 40
| Fan motor ( Hitachi) | 20
| Gas R 12 | 10 | bottel /36kg
| Gas R 22 | 10 | bottel /36kg
| Gas R 502 | 10 | bottel /36kg
02-04-00428 | Refrigerator
| Compressor 1 /5 hp Japan | 90
| Thermostat (rang) | 60
02-04-00429 | Freezer Japan
| Compressor 1/3 hp | 30
02-04-00430 | Cooling room
| Contactor 30 amp | 8
| Thermostat - 50 __ + 50 | 4
| Motor fan size 16 | 8
| Thermostat ( Mitsubishi) | 140
02-04-00431 | Water cooler fan
| Fan size 10 | 28
| Compressor 1/6 hp Japan | 28
02-04-00432 | Refrigerator Japan
| Compressor 1/5 hp | 80
| Automatic | 58
| Over load | 58
02-04-00433 | Water cooler Japan
| Compressor 1 /4 hp | 48
| Automatic | 48
02-04-00434 | Freezer Japan
| Compressor 1/3 hp | 58
| Automatic | 58
| Over load | 58
02-04-00435 | Lifts Italy | 0
| Lifts rope | 200 | m
| Cabal | 200 | m
| Transformer ( 380 – 60 ) V | 60
| Rectifier 16 V | 60
02-04-00436 | Washing machine Sweed
| Timer | 40
| Micro switch | 40
| Washing motor | 60
| Control board | 40
02-04-00437 | Corpse cold store U.S.A
| Control relay | 60
| Gas R 502 | 60
| Timer | 60
| Expansion – valve | 60
02-04-00438 | Blood refrigerator U.S.A
| Compressor 1/5 hp | 40
| Automatic | 40
02-04-00439 | Hot water boiler Hovel
| Timer | 40
| Starve motor | 40
| Photo cell | 60
02-04-00440 | Steam boiler Hovel
| Timer | 40
| Starve motor | 40
| Photo cell | 60
02-04-00441 | Chiller Hitachi – Japan
| Changing valve | 40
02-04-00442 | Cooling water Spain
| Motor 10 hp | 60
| Belt ( 2407 x 17) | 60
02-04-00443 | Meat deep freeze Germany
| Expansion valve | 60
| Gas R 502 | 60
02-04-00444 | Dairy refrigerator Germany
| Expansion valve | 60
| Gas R 22 | 60
02-04-00445 | Vegetable cold store U.S.A
| Expansion valve | 60
| Gas R 22 | 60
02-04-00446 | Generator( Germany , UK, housetrain)
| Oil filter | 60
| Dingo | 40
| Belt | 40
02-04-00447 | Fan coil unit Spain
| Filter | 60
02-04-00448 | Electric drying HOFAL
| Heater | 40
| Air- circulating motor | 40
02-04-00449 | Electric iron HOFAl
| Compressor | 40
02-04-00450 | Air condition
| Compressor 2 ton | 70
| Compressor 1 ton | 60
| Compressor 1.5 ton | 50
| Gas R 22 | 20
02-04-00451 | Spelt unit
| Compressor 5 ton | 20
| Gas R 22 | 20
02-04-00452 | Package unit Japan
| Compressor 7.5 ton | 8
| Gas R 22 | 20
02-04-00453 | Lifts Shingled Spain
| Motor (open- close the door) | 20
| Main robs seat | 20
| Main over load | 30
| Gear box for main motor | 36
| Fazes changer | 20
| Micro switch for open and close the door | 40
| Main relay for main board | 40
| Secondary relay for main board | 60
| Stopper part ,35 for main door | 40
| Micro switch for main board | 36
| Magnetic shoe (capital) | 8
| Magnetic shoe ( small) | 8
02-04-00454 | equipment : center fugal chiller
Model ECVGAO 17AHACBM BABC
Serial no E53O75 E53O76 E53O77 E53O78
| 1- Complete compressor & Motor 2 | 4
| 2- Over holing kit for compressor motor 3 | 6
| 3-Genral assembly compressor 5 | 8
| 4- Sterner 6 | 10
| 5- Valve sonoloid 8,9 | 10
| 6- Charting valve 11 | 8
| 7- sight glass 12 | 6
| 8- Valve 14 | 4
| 9- O ring oil tank 17-27 | 16
| 10- Oil filter assumes. 28 | 24
| 11- Valve 30 | 8
| 12- O ring 36 | 8
| 13- Valve sonoloid 28 | 8
| 14- Motor actuator | 4
| 15- Switch | 4
| 16- Coil holding 220- 50 J.E | 4
02-04-00455 | Head part
| 1- Switch hand bulb well 1 | 8
| 2- Motor oil pump 3 | 8
| 3- Them meter 4 | 4
| 4- Valve 6 | 4
| 5- Heater 7A | 16
| 6- Thermostat high temp. control 8 | 8
02-04-00456 | Evaporator Part
| 1- O ring 5 | 20
| 2- Charting valve 6 | 4
| 3- Evaporator tube | 300 | tube
02-04-00457 | Condenser part
| 1- Condenser tube | 200 | tube
| 2- Completed condenser | 4
02-04-00458 | Control panel part
| 1- Anti recycle timer 1 | 4
| 2- low pressure control 2 | 4
| 3- High pressure control 3 | 4
| 4- Oil pressure control 4 | 4
| 5- Oil pressure gauge 5 | 8
| 6- Low pressure gauge 6 | 4
| 7- High pressure gauge 7 | 4
| 8- Control relay 8 | 32
| 9- Transformer 9 | 4
| 10- Fuse 2 Amp 10 | 48
| 11- Control light oil temp. 11 | 24
| 12- Switch 12 | 2
| 13- Resistor ( Shunt) 13 | 4
| 14- Module Control 14 | 16
| 15-Hour counter 15 | 4
| 16- Start counter 16 | 4
| 17- Bulb neon 18 | 48
| 18- Rest switch 19 | 4
| 19- Switch on / off 20 | 4
| 20- Comp. Motor temp. control 22 | 6
| 21- Comp. Start time delay 15 s 23 | 4
| 22- Oil pump time delay 1 s 24 | 4
02-04-00459 | Starter Pant part
| 1- Manual Disconnected switch | 8
| 2- Conjecture dealt | 8
| 3- Conjecture line | 8
| 4- Conjecture star | 8
| 5- Over load really | 24
| 6- Oil for over load | 2 | liter
| 7- Current transformer( load limit control) | 2
| 8- Resistance’s | 24
| 9- Oil pump start & over load | 4
| 10- Contactor ( start – point ) | 4
| 11- AMP mater | 4
| 12- Fuses | 48
02-04-00460 | Oil
| 1- Oil for chiller taxes caplet – D | 720 | liter
02-04-00461 | Cooling tower
| 1- Cooling tawor cap. 200 ton ref. | 8
Installation and menteenens and operation and guaranty for one year for the chiller the job will done by manufacture engineering
Treeing for our engineer in the manufacture factor supply catlike and menteenens for the equipment
02-04-00462 | equipment : chiller
capacity : 550 T.R
company name:HITACHIE - JAPAN
| libr | 10000 | l
02-04-00463 | Equipment: cooling tower fans
Model: ceramic cooling tower
Job no. CT – 975
Capacity: 3000 REF tons
Quantity: 5
Site:saddam medical city
| Supply or replace parts of a 2 speed cooling tower fans made by Hudson products USA | 10
Fan is 32 FT DIA 101700 ACFM , AT SP 5.57 in H20 driven by 200 HP motor 380 V 3PH 50 HZ
Work shall cover supply of all necessary parts adjustment installation and run for full satisfaction efficient and Dave operation
Site survey by specialist is necessary before bidding to check detailed requirement with drawings and catalogues
02-04-00464 | Equipment: open drive cent chiller
Model: carrier 17 DA 74 – 139-2
Drive motor: out put 2240 KW – 11000 V , 3 PH , 1488 R .P.M 13 8A
Quantity: 2
Chilled water in 12.5 C to 4.4 C
Flow: 311.6 LPs
Site:saddam medical city
| Supply replace install and adjust all missing damage worn-out and improper prates and materials | 4
In order to run machine for full satisfaction efficient and safe operation
Site bidding a detailed offer
02-04-00465 | Equipment: central telephone exchange TTC
Model: telecom SL- 1
Company / manufacturer: northern telecom
Belleville Ontario
CANADA
Site:saddam medical city
| Required is to update existing system with shall exceed original features and services using same building wiring system and same telephone sets | 4
02-04-00466 | Equipment: nourishment station
Model: NIM – 984
Company / manufacturer: market forge / Mississauga Ontario CANADA
Quantity: 57
Site:saddam medical city
| Standard ice maker 45-1858 | 40
| Water reservoir one/ ten 3178 | 60
| Ice maker one/ten /4300 | 20
| Motor one/ten/5262 | 40
| Heavy demand ice maker 45-1952 | 40
| Ice maker assembly one/ten/4291 | 20
| Thermal state- ice bin level one/ten/6538 | 40
| Indicator knob one/ten/4486 | 40
| Control low pressure cut out one/ten/6540 | 20
| Capacitor ice dispenser motor one/ten/5954 | 40
| Diffusion panel (upper) one/ten/4495 | 30
| Diffusion panel (lower) one/ten/4496 | 30
| Ballast (upper) one/ten/5257 | 20
| Ballast (lower) one/ten/4497 | 20
| Microwave oven (optional unit) one/ten/5956 | 50
| 240 hot plate one/ten/5270 | 50
| Compressor –condenser unit one/ten/6541 | 50
| Evaporator one/ten/6539 | 50
| Capillary tube one/ten/6537 | 30
| Refrigeration temp. control one/ten/6542 | 20
| Klaxon over load relay one/ten/6980 | 40
| Deforest timer one/ten/6680 | 40
| Start relay one/ten/6981 | 20
| Thermal eye switch front one/ten/5275 | 40
| 7- position heat switch rear one/ten/5279 | 40
| Adapter one/ten/6869 | 40
02-04-00467 | Equipment: nourishment station
Model: NIM 972
Quantity: 20
Company / manufacturer: market forge / Mississauga Ontario CANADA
Site:saddam medical city / hospital
| Ice maker assembly 45-800 | 20
| Gear motor and ice maker one/ten/6559 | 10
| Water reservoir one/ten/4296 | 30
| Pilot light assembly 45-5775 | 60
| Control low pressure cut out one/ten/6540 | 20
| Capacitor ice dispenser motor one/ten/5959 | 20
| Main Contactor relay one/ten/6552 | 20
| Position heat switch front one/ten/5279 | 20
| Thermal eye switch rear one/ten/5275 | 20
| Adapter one/ten/6869 | 20
| Compressor condenser unit one/ten/5979 | 40
| one/ten/3113 | 20
| Capillary tube one/ten/5977 | 20
| Refrigeration temp control one/ten/5524 | 20
| Killeen over load relay one/ten/5413 | 40
| Start relay one/ten/5919 | 40
02-04-00468 | Equipment: motors (380V 3PH 50 HZ squirrel cage induction motor ) splash proof
Company / manufacturer: any European
Quantity: as below
Chilled water in 12.5 C to 4.4 C
Flow: 311.6 LPs
Site:saddam medical city / hospital
KW/RPM
| 30/1480 | 18
| 22/1480 | 6
| 4/2900 | 6
| 5.5/2900 | 6
| 11/2900 | 10
| 7.5/1480 | 12
| 9/2900 | 8
| 55/1500 | 8
| 11/1480 | 12
| 7.5/2900 | 8
| 3.7/1480 | 16
| 5.5/1480 | 10
| 15/3000 | 6
| 37/1500 | 10
| 18.5/1500 | 10
| 15/1500 | 6
| 75/1480 | 4
| 90/1480 | 4
| 0.25/1500 | 50
| 0.55/1500 | 6
| 2.2/1.1-2845/1445 tow speed | 30
02-04-00469 | Equipment: bearing for fans, motors and pumps motors
Company / manufacturer: SKF FAG SNR
Quantity: as below
Site:saddam medical city
| Ball bearing 2306 KC3 | 40
| Ball bearing 2307 KC 3 | 40
| Ball bearing 2308 KC3 | 40
| Ball bearing 2309 KC3 | 40
| Ball bearing 2312 KC 3 | 40
| Ball bearing 2313 KC3 | 30
| Ball bearing 2315 KC3 | 30
| Ball bearing 6205 | 20
| Ball bearing 6206 | 20
| Ball bearing 6207 | 20
| Ball bearing 7312 B | 20
| Ball bearing 2317 K | 20
| Ball bearing 2208 | 20
| Ball bearing 6312ZZ | 20
| Ball bearing 2230 Z | 10
| Ball bearing 6309 Z | 30
| Ball bearing 6307 Z | 10
| Ball bearing 6206 ZZ | 10
| Ball bearing 6203ZZ | 10
| Ball bearing 2210 K | 10
| Ball bearing 1208 K | 10
| Ball bearing 6312 C3 | 20
| Ball bearing 63 H | 10
| Ball bearing 6314 –ZRS | 20
| Ball bearing 22309Z | 20
| Ball bearing 2602 –ZR | 10
| Ball bearing 6302 ZZ | 20
| Bush H 306 | 40
| Bush H 307 | 40
| Bush H 308 | 40
| Bush H 309 | 40
| Bush H 312 | 40
| Bush H 313 | 30
| Bush H 315 | 30
| Bracket SN 607 | 20
| Bracket SN 608 | 20
| Bracket SN 613 | 20
| Bracket SN 615 | 20
| Bracket P 205 | 20
| Bracket P 207 | 20
| Bracket P 213 | 20
| Bracket 209S | 20
| Bracket 310 B | 20
| Bracket 19M | 20
| Bracket 806 | 20
| Spherical roller bearing with bracket GN 215 KBP B | 20
| Spherical roller bearing with bracket GN 207 KRPB | 50
02-04-00470 | Equipment: V- belts for fans, compressor
Quantity: as below
Site:saddam medical city
| V- Belt 725*9.5 | 20
| V- Belt 725*9.5 | 30
| V- Belt 1050*9.5 | 30
| V- Belt 1090*9.5 | 20
| V- Belt 1100*9.5 | 40
| V- Belt 1125*9.5 | 40
| V- Belt 1200*9.5 | 20
| V- Belt 1250*9.5 | 20
| V- Belt 1400*9.5 | 20
| V- Belt 800*10 | 30
| V- Belt 1900*10 | 20
| V- Belt 1750*12.5 | 20
| V- Belt 1800*12.5 | 20
| V- Belt 1300*13 | 50
| V- Belt 1350*13 | 40
| V- Belt 1400*13 | 40
| V- Belt 1450*13 | 60
| V- Belt 1500*13 | 40
| V- Belt 1600*13 | 30
| V- Belt 1825*13 | 10
| V- Belt 1040*17 | 10
| V- Belt 1150*17 | 10
| V- Belt 1250*17 | 10
| V- Belt 1350*17 | 10
| V- Belt 1400*17 | 30
| V- Belt 1450*17 | 10
| V- Belt 1500*17 | 50
| V- Belt 1600*17 | 50
| V- Belt 1750*17 | 20
| V- Belt 1800*17 | 40
| V- Belt 1900*17 | 20
| V- Belt 1950*17 | 20
| V- Belt 2070*17 | 20
| V- Belt 2120*17 | 10
| V- Belt 2210*17 | 10
| V- Belt 2250*17 | 20
| V- Belt 2280*17 | 20
| V- Belt 2300*17 | 20
| V- Belt 2360*17 | 20
| V- Belt 2400*17 | 40
| V- Belt 2775*17 | 10
| V- Belt 63B | 30
| V- Belt 85B | 40
| V- Belt 89B | 40
| V- Belt 91B | 18
| V- Belt 96B | 160
| V- Belt 120B | 120
| V- Belt 128B | 50
| V- Belt 130B | 40
| V- Belt 136B | 100
| V- Belt 144B | 50
| V- Belt 163B | 50
| V- Belt 150C | 50
| V- Belt 158C | 80
| V- Belt 166C | 50
| V- Belt 180C | 50
| V- Belt 2350*22 | 30
| V- Belt 2500*22 | 30
| V- Belt 1000LA | 20
| V- Belt 1125*12.5LA | 20
| V- Belt 5V1000/385 | 10
| V- Belt SPZ 1587 LW | 20
| V- Belt 10*1444LPZ*56 | 20
| V- Belt 17*1800B/71 | 80
| V- Belt 13*1188LIA 46 | 80
02-04-00471 | Equipment: sterilize complete
Model: V.sliding door
Company: sybron / Dayton castle limited tweed road, clevadan Avon, BS12 6 RR England
Quantity: 5
Site: saddam medical city
| Dayton castle ( 0.18 m3) , cylindrical utensil and instrument sterilize ( vertical sliding door ) | 6
| Dayton castle (0.16 m3), laboratory variable time / temp. straight line sterilize ( vertical sliding door ) | 4
02-04-00472 | Equipment: sterilize
Model: horizontal sliding door (8.5 ft3, low temp. steam and Forman floor loading sterilize
Company: sybron / Dayton castle limited tweed road , clevadan Avon , BS12 6 RR England Tel, clevadan ( 0272 ) 8/1331
Quantity: 3
Site: saddam medical city
| ½ “ 2- way MAG valve (w) B 0124 | 20
| ¾ “ pervert P.A valve B 5449 | 12
| 1 ¼ “pervert P.A valve B 4312 | 12
| ¼” ASCII 3- way MAG valve (w) B 12404 | 32
| ¼” silo 3-way valve B 12957 | 10
| ½” sight flow glass B0427 | 20
| Vacuum pump Roland B0610 | 20
| Gauge pressure (0-4) bar 2 ¼” diameter B12440 | 12
| Gauge pressure (0-6) bar 2 ¼” diameter B12441 | 12
| Gauge pressure (0-16) bar 2 ¼” diameter B 12438 | 12
| Gauge Cambridge clear way B 7047 | 12
| Contactor Danes B 3187 | 12
| Over load 12-19 amp B 6747 | 6
Over load 1.8- 2.8 amp B9423
02-04-00473 | Equipment: sterilize
Model: horizontal sliding door (70 ft3 , low temp. steam and Forman floor loading sterilize
Company: sybron / Dayton castle limited tweed road , clevadan Avon , BS12 6 RR England Tel, clevadan ( 0272 ) 8/1331
Quantity: 3
Site:saddam medical city
| Relay A.C type B3840 | 18
| Timer 15 min. planet B 4352 | 6
| Timer 60 min. B6258 | 6
| Leeds switch B 4296 | 6
| Water circulating pump B 5456 | 4
02-04-00474 | Equipment: sterilize
Model: vertical sliding door (8.5 ft3 , low temp. steam and Forman floor loading sterilize)
Company: sybron / Dayton castle limited tweed road , clevadan Avon , BS12 6 RR England Tel, clevadan ( 0272 ) 8/1331
Quantity: 14
Site:saddam medical city
| Controller MK8 20” S10703 | 28
| Valve ¼” BSI ASCII 3- way B12404 | 60
| Gauge temp. clear way (40-160C) B8096 | 60
| Top 3” diaphragm B5394 | 80
| Gauge pressure (0-4) bar 2 ¼” diameter B24410 | 20
| Gauge pressure (0-6) bar 2 ¼” diameter B12441 | 20
| Gauge pressure (0-16) bar 2 ¼” diameter B12438 | 20
02-04-00475 | Equipment: sterilize
Model: hinged door type (14 ft3 , porous load / natural cooling fluid sterilize
Company: sybron / Dayton castle limited tweed road , clevadan Avon , BS12 6 RR England Tel, clevadan ( 0272 ) 8/1331 (10 lines)
Quantity: 8
Site:saddam medical city
| Water boost pump B 9747 | 14
| Liquid ring vacuum pump 1 g/m type lobe 05501 B4171 | 12
| ½” 2- way solenoid valve B 0124 | 20
| ¼” 3- way solenoid valve B12404 | 40
| 3” pervert direct acting top B5394 | 60
| ½” Dayton castle DA valve S 3970 | 60
| Pervert diaphragm 5” diameter B7017 | 80
| 2.5 “ pressure gage ( 0-4) bar B1240 | 16
| 2.75 “ pressure gage ( 0-16) bar B 12436 | 16
| 2.5 “ pressure gage ( 0-6) bar B12441 | 16
| Water circulation pump B5456 | 8
| 6KW immersion heater B6959 | 20
| 2” pervert valve B6921 | 40
| Cambridge clear way temp. controller (40-160 ) C0 B7047 | 20
| Edwards absolute pressure gage B0899 | 20
| Timer 15 min. plant B4352 | 20
| Timer 2 min. B6258 | 20
| Timer 60 min. B4824 | 20
| Relay A.C type BOGC 2 240V B3840 | 20
| MK controller type “D” 9730 | 16
| Leeds switch B4296 | 20
| Over load B12722 | 40
02-04-00476 | Equipment: floor maintenance machine
Company / manufacture: European
Site:saddam medical city
| Floor polishing and cleaning machine 3-brushes with all accessories , working diameter : 48 cm , RPM : 400 ,floor area covered per hour : 700 m2 | 120
| Wet / dry vacuum cleaner equipped for easy emptying with all accessories 1500 watt motor with 3 –stage fan , 48 liter stainless steel container | 60
| Floor polishing and cleaning machine single brushes with all accessories , 2-HP motor 400RPM | 60
| Floor cleaning trolley with tow – 24 liter buckets mop compressor on a stainless steel frame | 200
| Mop with wooden handle | 200
| Wheeled portable electric extenuation cable 100 foot cable length 3X 2.5 mm , 3X13 amp socket outlet , BS fittings | 60
| Windows cleaning set consists of hand tools extenuation handles up to 6 m , brushes , rubber scribers , mops, punches | 30
02-04-00477 | Spare parts for 3 chiller carrier hermetic centrifugal (19) DG
Design 2 model NO. 19DH3175CL
| Complot on heater and thermostat 1000 W 115V | 12
(50-60) HZ
| Complete purge unit solenoid valve low | 6
| Solenoid valve low Type J21 KD rang (0_25) PSI 20A (125-250) VAC dive ADJK | 6
| Solenoid valve high Type J21 KD rang (0_25) PSI 20A (125-250) VAC dive 1.75 PSI | 6
| vacuum pump Ittpenumcttve model no. BLV6ident no. 980024 | 6
| switch on off man off auto 19D011-5266 | 6
| Switch on stop Button with lamp | 12
| Switch start Button with lamp | 12
| Switch oil pump Button with lamp | 6
| Power lamp | 6
| Safety circuit lamp | 6
| Load recycle lamp | 6
| Program HK 252D03D | 6
7916 83333333333
62D - 7994
| Oil filter | 12
| Capacity control model 32SM 500704 | 6
capacity control
| Fuse 250 V Bussan 3 | 50
Control relay
| K1 93 - 211606- 23021H | 4
coil 120X (50-60)HZ
AMF Mexico
K2 Ku93-4106 120V
| (50-60) HZ | 4
| K3 3A AT 250 VAC | 12
Y3 –211666- 23021H
02-04-00478 | Equipment: Chiller
type CLIMAVENETA / ITALY
| Compressor Clopped type D8RH1-5000-EWM 83D far-NR I830.63316 Baujahr 1983 Kw 37 3ph 50hz RI 1450 min vol. Storm 151 m3/ hr 380/420 start max betray bestir 91A R22 blackierter retorts 448. A | 24
| Motor fan HP 4 Kw 380 V 50 Hz 9.3 A R.P.M 1480 | 40
| Pump motor 2.2 Kw 380 V 50 HZ 5.3 A .82 R.P.M 1410 | 40
| Cooling tower motor 380V R.P.M 1440 9.2 A .83 50 HZ | 20
| Expansion valve 50 ton | 20
| Evaporator 50 ton length 2.1 cm thickness 14cm high 125 cm | 10
| Contactor NCI-6c133 ,telemecanique , 125A,500V coil 220VA.C 50 HZ, 75 KW | 60
| Low pressure switch 20 85 ib/in2 | 20
| High pressure switch 100- 425 ib/in2 | 20
| Oil pressure switch 10-60 pi | 30
| Summer thermostat 10-30 C 3-stage | 30
| Winter thermostat 15 – 30 C 3-stage | 20
| Block filter dryer 50 ton 681344-90089 cn1-fc133 ,80A 500 V 55KW coil 220 V A.C 50 HZ Contactor | 20
| Compressor Hitachi 10 ton vertical v380 19.2 A R22 | 10
| Expansion valve 10 ton | 10
| Motor 0.8 Kw 3ph 380 V 1.9A 50HZ | 10
| Motor .9 Kw 380 V 3ph 50hz 1.1 50 Hz | 10
| Compressor DIKEN model 6T55TAKsye power 3PH source R22 380 –415V 50HZ | 4
| Compressor Carrier 25 Ton power 25.3 Kw Rev. 1500 380V M3.s 0.43 pressure 31 bar R22 | 4
| Expansion valve 25 ton | 10
| Motor P 5.5 W I 11.5 380V R.P.M 1430 | 10
| Motor P2 HP I 4.4A 380 V 3Ph 50HZ R.P.M 910 Kw 1.5 | 8
| Refrigerant compressor Model MSS- 12L motor in put 94 Kw 4P power supply 380 V 50HZ | 4
Mitsubishi electric Corp Japan
| Magnetic Contactor Mitsubishi S 150A 440 V 75 Kw 150A | 10
| Expansion valve 100 ton | 10
| Low pressure switch | 10
| High pressure switch | 10
| Oil pressure switch | 10
| Compressor Tarn France 60 ton type L2E5J no.5IN 9kg5z 2468 220V 380V 96A R22 | 2
| Expansion valve 60 ton R22 | 4
| Block filter dryer 60 ton | 4
| Compressor Model JS83N-46AG serial NO. FM 208 167- 6101906 380/415 V 3pH 50 HZ RLA 102 LRA 495 | 2
| Compressor 45 Kw model 8HC752LB –yea 3PH 50HZ 380-415/400-440V R22 ref. Oil Sunnis 4Gsdid- Kmfg no. 6509840 date 1985-04 TP H 42kg/cm2 L 23 kg/cm2 | 6
Air handling unit motor MSQuery , EUROPA S.P.A , ARICCIA (ROMA) ITALY UNIT MODEL EN 2205 HR65 serial 2/295 motor N1 H.P 10 380V 50HZ
| Tower pump motor Daikin KOGOYO clotted JAPAN p 25 kg/cm2 model CXC2422-4-Z AP 25 kg/cm2 MFG NO. 609076 TP 38 kg/cm2 ,date 80 ref R22 vo.0.55 m3 | 4
| Centrifugal pump No. po260 277.8 type 100SGM head 1911M speed 1450 quanta. 1.14 m3/m date 1980 | 8
| Centrifugal pump No.BO260278-2 type 80FSGM head 27m speed 2900 QUANT. 0.95 m3/m Tokyo EBARA | 8
02-04-00479 | Equipment: Vaccine refrigerator
Model: sicplant
Company: Italy
| Compressor ½ HP | 4
| Condenser fan | 8
| Thermostat _30 +30 | 4
| Timer mint. | 4
| Deforest timer | 4
| Deforest heater | 8
| Expansion valve | 4
| Filter drier | 4
02-04-00480 | Equipment: air-handling unit
| Single phase motor ½ HP 220V RPM 1500 washing house USA | 320
| Refrigerant | 400 | kg
| R502 | 4000 | kg
| R22 | 5000 | kg
| R12 | 40 | kg
| R503 | 400 | kg
R11
| Refrigerant oil | 200 | liter
| 4GS | 200 | liter
| 3GS | 400 | liter
caplet 68
02-04-00481 | Refrigerant requiring tools
| Manifold gage(charging gage) | 10
| Vacuum pump with accessories | 6
| Piping kits tools | 8
| Clamp Digital meter | 10
| Digital AVO meter torch | 20
| Ox astillin welding torch complot set | 6
| Gas leak detector electronic Type | 6
02-04-00482 | EQUIBMENT: ELEVATOR
Make: OTICFRANCENIVEAVXSAPB
MAIN MOTOR
VOLT 220/380 AMPS 32/18K5 3PH.50 HZ
KW-8K2 GV-II TOUR - 1500/375
ORDER NO.: - 45W2818K MOTOR NO.3146 OR 2776K OR 45W2849K
LIESTE: - MCOD 9710 A72 OR MCOA9716C9161/9716AB3/MCOD9710A72
SERTAL NO.: - 8137 AC DRIVE TWOSPEED or .8140. Or 81727
4306
CONTROLLER: - MAKE OTIS TYPE-MC 1682
VOLT: -380
PHASE: -3HZ: -50
CONTRACT NO.: -92NZ 5133 or 92 NZ5135
DIAGRAM NO. : -A 1592 NZ5131 or A1592NZ5152
AUTO DOOR GEAR: - TYPE/ OTIS- FO358AF
BREAKE: - ELECTOR / MAGNET
LIMIT SWITCHES-MAKE-OTIS-NAS-MXA-6098B-519
MXA-60988-520. 356098 K SERL-8007, 8103,8012
GOVERNER SAFETY: - BOTH ELECTRICAL AND MECHANICAL
GOVERNER SAFETY - LIMIT ON CAR TAP: -NO. CX - 6098-01
CAR GATE SWEITCH: - TYPE 9792-A2
LANDNIG GATE LOCK BOX SWICHES TYPE: -27/FOB-9940-B-19
FSERIAL-FO2
MAIN ROPE CAPACITY 36280 KG
4*9070KG
BUEER SPRING FOR CAR AND COUNTER WEIGHT: -SELF RESETED
SPEED CONTROL: -THYRESTOR OF MICRO PROCESS: -CONTROLLED
Transmision part type VII LO. 9550 AN serial LO.1
Machine type MCO 9710A serial - M04
Hoist way door type 977B (9764C seri: FO2) (191974C seri : FO.2)
COMPANY NAME: ASCINTER OTIS
QUANTITY INSTALLED: 24
| Stationary contactPage # :8Part # :150P27 | 120
| Stationary contactPage # :8Part # :150P26 | 120
| P.C Board Function DDPPage # :Sertal FO4Part # :9658AT7 | 60
| Bord Function for LRCUPage # :Part # :9661AK1/2 | 24
(RI811)with PhotocellPage # :Part # :
| Board Function forPage # :Part # :FOA6231D7 | 48
Emergancy car LightPage # :Part # :
| Magnet SwitchPage # :Part # :FO9559A | 24
| Thermal UnipolarPage # :Part # :F0375G2 | 24
Circuit BreakerPage # :Part # :
| Fuse 0.125 AmpPage # :5Part # :F0375EI | 200
Main motor complete withPage # :Part # :
Mechine 220/380V 3PH 50HZPage # :Part # :
| KW:- 8 K5 Tour :- 1500/375Page # :Part # : | 8
| Limit SwitchPage # :Part # :MXA6098B519 | 120
| Limit switchPage # :Part # :MXA6098B520 | 120
| Push button for Lift callingPage # :Part # : | 120
| Lock 9940G4Page # :Part # : | 120
| Lamp 5W – 24VPage # :Part # : | 120
| Car fan V=220V HZ=50, RPM= 2300- 2600 TYPE 132 156, d,b,37 seria EPage # :Part # : | 24
| Door operator complete with transmission part and all mechanism for opening the door (specify parts) Page # :7,6Part # :FCO955OT | 48
| Door motor complete Page # :Part # :FCO955OT | 24
| (105 V ) PH-3 50HZ , 500RPMPage # :Part # :FO358AG | 24
| Set of sprocketPage # :19Part # :FO2235A31 | 96
Plastic gearPage # :Part # :
| Driving rod (PO96DN4)Page # :Part # :FO96DN1) | 48
| Spring (FO90FN6)Page # :19Part # :MC090T1 | 48
| Resistance with clampPage # :3Part # :232 E 39 | 72
Put intend of it (Complot door Departure new model suitable to be fixed instead of old model (FC09550T) because of the old system have much troubles in plastic gear and the rode and new system must be installed by the supplier
- spare part for 5 years for the new system
- Send spare part catalog for the new system
- Mainintenc operation catalog
| Fuse breaker 2Amp | 120
| Fuse breaker 3Amp | 120
| Fuse breaker 4 Amp | 120
| Fuse breaker 6 Amp | 120
| Thermal uniplak F0375H2 | 120
| Thermal uniplak F0375H4 | 120
| Contactor complete C6754A122 | 48
| Relay F06164 BP 123 | 96
| Relay F06164 BP 323 | 48
| Contact for relay 150P4 | 48
| Auxitiany Contactor F028527 | 48
02-04-00483 | Equipment: heidelberg to presses
Model: GTO/ 52
Quantity: 2
Place: press of ministry of health
| Transfer cylinder CP1 .I 005.001F | 12
| Hekagon bolt 00 5.035 | 48
| Gripper pad with 00 5.008 | 32
| Plat clamp 00 5.007 | 32
| Compression spring 0 12.012 | 172
| Chese - headed screw 520.0238 | 172
| Pinion gear with polt 0 11.009 | 172
| Rod 00 5.036 | 32
| Glas bead blanket 0 11.009 | 172
| Shaft 0 11.032 | 32
| Clamping piece 0 11.028 | 240
| Gripper 0 11.027 | 240
| Sisp. 0 12.02 | 32
| Recessed greas nipple DIN 3405 CM 8x1 600.0133 | 32
| Cam lever with Cam follower C6227/91F 52048 550.0436 | 32
| Recessed greas nipple DIN 3405 D6 530.0403 | 32
| Spring bolt with Needle busking C6221/01HklDO 550.0001 | 32
| bolt 0 13.013 | 32
| Compression spring 0 10.09 0 | 32
| Spring support piece with O11.024 | 32
| disc 0 13.029 | 32
| disc 0 11.02 0 | 32
| Bearing with 0 11.016 | 84
| Cheese-headed screw DIN 912 M 6x30 520.0243 | 84
| Grease nipple D5213AM6 600.013 | 44
| Neelle beain C6211/01 NK1816 550.0032 | 44
| shim 0 11.017 | 44
| Bearing support D.S 0 12.09 0 | 12
| Retanier ring SN270BR90 580.0978 | 32
| Cheese -heded screw DIN 9/2 M 10X 25 520.0272 | 32
| Inner and outer ring C 6231/81F87 550.0786 | 44
| Needle bearing cage C 6231/81F87324 550.0787 | 32
| Space washer 0 11.46 0 | 12
| Circle DIN 47165x2.5 510.011 | 32
| Circle SN 270 BR 90 580.0928 | 12
| Bearing support bushing O.S 0 12.091 | 12
| Retainer ring SN 270 BR 72 550.0537 | 32
| Cheese -headed screw DIN 912 M10X25 520.0272 | 32
| Cam 00 5.004 | 12
| Cheese -headed screw DIN 912 M6x60 520.0241 | 32
| Inner and outer ring C6233/99F -50048 550.0538 | 44
| Needel bearing cage O.S C6231/91F-50049 550.0428 | 44
| Spacer washer 00 6.026 | 24
| Circlip SN 270PR72 550.0537 | 24
| Thrust bearing C6241/99F52307 550.0433 | 44
| Cheese -headed screw DIN912 N6x16 520.1046 | 44
| Cup spring washer C7753 /01K6207 530.035 0 | 44
| Cam with 0 12.215 | 12
| Cheese -headed screw DIN912N8x25 520.0254 | 32
| Transfer cylinder II 005. 201 | 12
| Cylinder disk D.C 00 5.21 0 | 12
| Cheese -headed screw DIN912M 10x35 520.0274 | 12
| Bearing sleeve 0 12.091 | 12
| Backing ring with 00 5.232 | 12
| Cheese 912M6x6 520.1046 | 12
| Retainer ring SN270BR 72 550.0537 | 12
| Bearing support bushing DS 00 5.203 | 12
| Cheese headed screw DIN 912 M10x35 520.0274 | 12
| Retainer ring SN 270 BR110 550.0677 | 12
| Cam with 520.059 | 48
Cheese -headed screw DIN912M8x95
| Gripper foot with 005. 208 | 12
| Cheese headed screw DIN912M8x30 520.0255 | 24
| Gripper operation shaft 00 5.2096 | 12
| Lever with 00 5.212 | 12
| Cam follower C6227/91F52048 550.0436 | 12
| Grease nipple D5213AM5 600.0121 | 12
| Stop with 00 5.213 | 120
| Stop bolt 00 5.0214 | 120
| Clamping piece 0 11.028 | 120
| Gripper with 0 11.027 | 120
| Compression spring 0 11.026 | 120
| Bearing with 0 11.016 | 24
| Cheese headed screw DIN912M6x30 520.0243 | 24
| Shim 00 5.227 | 24
| Grease nipple D5213AM6 600.123 | 24
| Needel bearing C6211/01NK1816 550.0032 | 24
| Forked lever 00 5.211 | 12
| Spring plunger with 0 11.023 | 24
| Compression spring 0 10.09 0 | 24
| Bolt 0 13.013 | 24
| Disc 11.02 0 | 24
| Disc 0 13.029 | 24
| Needle bushing C6221/01HK1010 510.0001 | 24
| Rod with 0 14.111 | 96
| Compression spring 0 12.053 | 96
| Star wheel 014.112F | 672
| Cooler 00 5.22 0 | 12
| Spacer ring 00 6.026 | 12
| Inner and outer ring C6233/99F50048 550.0538 | 24
| Needle bearing cage C6231/91F50049 550.0428 | 40
| Thrust bearing C6241/99F52307 550.0433 | 80
| Cup spring washer C7753/01K6207 530.035 0 | 40
| Disk 00 5.0734 | 40
| Cheese headed screw DIN912M8x25 520.0254 | 96
| Inner and outer ring C6233/79F84785 550.0734 | 48
| Needle bearing cage C6231/81F15085-20 550.0753 | 48
| Disc 00 5.221 | 24
| Circlip DIN 47180x25 510.0111 | 24
| Transfer cylinder III .CPI 005.001F | 24
| Hexagon bolt 00 5.035 | 64
| Bearing support DC with 00 5.303 | 24
| Retainer ring SN270BR90 580.0928 | 24
| Cheese headed screw DIN6912M10x2.5 540.016 | 24
| Washer D.C 00 5.312 | 24
| Spacer ring DC 00 5.313 | 24
| Disc SN270-BR90 580.0928 | 24
| Thrust disc DIN471 65x2.5 510.011 | 24
| Bearing support bushing O.S 00 5.302 | 24
| Cam 00 5.304 | 12
| Spacer ring O.S 00 5.311 | 12
| Circlip SN 270BR90 580.0928 | 12
| Disc with 00 5.24 0 | 12
| Cheese headed screw DIN912M8x25 520.0254 | 48
| Blanket cylinder 006.001F | 12
| Blanket cylinder guard 006.250F | 24
| Clamp 006.002F | 24
| Clamp shaft front edge 00 6.007 | 24
| Clamp shaft tail edge 00 6.008 | 24
| Support bar 00 6.009 | 24
| Bushing flange 00 6.025 | 24
| Bushing C411/01Nb1820 DU 580.0105 | 24
| Claw 00 6.033 | 24
| Stop 00 6.035 | 24
| Bearing 00 6.027 | 24
| Gear worm 00 6.029 | 24
| Washer 00 6.03 0 | 24
| Wore gear 00 6.031 | 24
| Outer ring D.C 00 6.016 | 24
| Flange D.C 00 6.102 | 24
| Inner ring C6233/98F50048-11 550.0427 | 24
| Spacer washer 00 6.026 | 24
| Circlip DIN471 50x2 510.0106 | 24
| Oil seal C6118 /01 6010 AV 550.0429 | 24
| Flange OS 00 6.101 | 24
| Outer ring OS 00 6.017 | 24
| Needle cage C6236/01 AXK 4509 550.0196 | 24
| Disc C6237/01WS81109 550.0137 | 24
| Plate cylinder 007.001F | 24
| Plate cylinder guard 007.050F | 24
| Plate clamp front edge BE220 478.001F | 24
| Plate clamp front edge BE220 478.201F | 24
Plate clamp front edge without BC
| Bushing 353.658 | 24
| Compression spring 11.042 | 24
| Plate clamp tail edge 353.732 | 24
| Hexagon nut 00 7.0011 | 24
| Trip block 00 7.062 | 24
| Compression spring 12.036 | 24
| Threaded bushing 7.026 | 24
| Cheese headed screw DIN912M6x70 520.0653 | 24
| Hexagon nut DIN 934M6 520.0413 | 24
| Threaded bushing 00 7.026 | 24
| Connecting link 00 7.03 0 | 24
| Bolt 22.127 | 48
| Disc 15.039 | 24
| Cup spring washer DIN 2093-B20 530.0077 | 24
| Bearing support bushing DC/OS 12.09 0 | 24
| Bearing support bushing DC/OS 7.09 0 | 24
| Bearing ring DC/OS 00 7.089 | 24
| Inner ring C6233/98F50048 550.0427 | 24
| Needle bearing cage C6231/99F50049 550.0428 | 48
| Disc S 50x62 510.0499 | 24
| Disc 00 6.026 | 24
| Disc DIN 988 50X62X0.5 520.1146 | 24
| Disc 00 7.033 | 24
| Retainer ring SN 240 BR 72 550.0537 | 24
| Retainer ring SN 268WR 50 550.0751 | 24
| Thrust bearing C6236/01AXK5070 550.0198 | 24
| Disc C6237/02 LS5070 550.0752 | 24
| Thrust bearing INAF52307 550.0433 | 24
| Pinion gear 7.088 | 24
| Straight pin DIN 7-6m 6X15 500.031 | 24
| Gear worm DS and OS 00 7.075 | 24
| Disc DS and OS 00 7.079 | 24
| Bearing DS and OS 00 7.078 | 24
| Bearing DS and OS C6411/04-14/16/15F 580.0827 | 24
| Cheese headed screw DS and OS 520.0241 | 24
| DIN 912 M6x20 580.0016 | 24
| Disc DS and OS 00 7.095 | 24
| Adjusting ring DS and OS 530.0078 | 24
| Tension sleeve DS and OS DIN 1481 4X18 00 7.096 | 24
| Hose 00 7.076 | 24
| Adjusting nut DS 0 15.323 | 24
| Disc 520.0481 | 24
| Cheese headed screw DIN 912M 4x12 580.0036 | 24
| Disc SN 260 -4 00 7.074 | 24
| Hexagon nut 530.0301 | 24
| Tension sleeve DIN 14181 3X12 | 0
| Bearing DS 007.070F | 24
| Indicator plate 452.2299 | 24
| Bearing OS 007.071F | 24
| Indicator plate 452.2399 | 24
| Adjusting nun OS 00 7.08 0 | 24
| Disc 0 15.323 | 24
| Cheese -headed screw DIN 912M 4x8 520.0841 | 24
| Disc SN 260-4 580.0036 | 24
| Pinion gear 00 7.012 | 24
| Indictor plate 452.0199 | 24
| Indictor plate 442.3799 | 24
| Screw DIN 963 M4X8 500.043 | 48
| Pinion gear inside 00 7.022 | 24
| Pointer 00 7.048 | 24
| pointer 00 7.018 | 24
| Compression spring 00 4.025 | 24
| Plunger 00 7.023 | 24
| Spring 0 10.062 | 24
| Scald bushing DIN14181 3X8 530.0446 | 24
| Lever flange 00 7.02 0 | 24
| Cheese headed screw DIN 912M10X6 520.1089 | 24
| Scaled bushing DIN 148M 3X16 530.0276 | 24
| cheese headed screw DIN 912M 8X20 520.0252 | 24
| Disc SN 260-8 580.0028 | 24
| Flange bolt 00 7.085 | 48
| Cheese -headed screw DIN 912 M 6x16 520.1046 | 24
| Disc SN 260-6 580.0016 | 24
| Pinion gear OS 00 7.021 | 24
| Bolt 00 7.016 | 24
| Tension sleeve DIN 1481 5X45 530.03412 | 24
| Cheese -headed screw DIN 912 M 8X25 520.0254 | 48
| Disc SN 260 -8 580.0028 | 24
| Spacer bushing 00 7.087 | 24
| Rubber wash up blade 0 10.1915 | 24
| Screw 0 10.182 | 24
| Roller washing device CPI 010.192F | 24
| Indicator plate 654.05 00 | 24
| Ball bearing C6131/98W6001-2RS/K-444 520.1232 | 96
| Ball bearing DIN 625 -601 2RS1 520.1143 | 96
| Plate inking roller CPI D: 49mm -115/16" yellow with 2 ball bearing 009.003F | 96
| Plate inking and distributor roller CPI D: 45mm -125/32" blue with 2 ball bearing 009.031F | 96
| Plate inking roller CPI D: 47mm -127/32" white with 2 ball bearing 009.032F | 96
| Plate inking roller D: 51mm -2 red with 2 ball bearing 009.034F | 96
| distributor roller D60mm -2 3/8" length of distributor cylinder 467mm -18 3/8" 009.015F | 96
| Plate inkng roler Q32 mm –11/4 “ 431.390F | 96
| Distributor roller 431.175 | 96
| Distributor roller , rubber Q32mm-1 ¼” 431.168 | 96
| Distributor Steel , rubber Q32mm-1 ¼” 43.17 0 | 48
| Distributor steel , rubber Q32mm-1 ¼” 431.165 | 48
| Vibrator roller Q32mm –1 ¼ “ ink fountain raller 431.110F | 48
Consisting of :
| Wash –up sludge basin 010.191S | 48
| Rubber wash –up blade 010.180S | 48
| Screw 0 10.182 | 48
| Indicator plate 0 10.182 | 48
| Ballbearing DIN625-6001 2RS1 520.1143 | 96
| Compression spring 0 11.026 | 132
| Gripper 0 11.027 | 132
| Clamping piece Hexagon –head screw DIN56I M^ x70 AK 0 11.028 | 132
| Lever 0 13.003 | 24
| Gripper lever shaft 0 13.004 | 24
| Transfer gripper bar operating lever DS 0 13.005 | 24
| Needle bearing C6211/01NK 1816 550.0032 | 48
| Transfer gripper baroperting 0S 0 13.006 | 24
| Needle bearing C6211/01 NK 1816 550.0032 | 48
| Support bar 013.008F | 24
| Gripper foot 0.13.020 | 24
| Stud 0 13.009 | 38
| TRANSFER GRIPPER shaft 0 13.01 0 | 24
| Roller lever O.S 0 13.011 | 24
| Roller lever D.S 0 13.012 | 24
| Bolt 0 13.015 | 24
| Supportbracket O.S 013.021F | 24
| Needle bearing C6211/14 NK14535 550.0443 | 48
| Support bracket D.S 0 13.023 | 24
| Bearing Cap O.S 0 13.024 | 48
| Torsion rod 0 13.026 | 24
| Disc 0 13.027 | 24
| Rod head 0 13.028 | 48
| Trunnion O.S 500.022F | 96
Gear
Trunnion D.S
Spacer bushing
Washer
Crown nut DIN937M16x 1,5
Splint DIN 94 4x48
| Distributor roller us mm-1 7/8” 009 .022F | 96
Distributor roller Q60 mm-2 3/8”
| Lenyth of distribufor cylinder 456mm-17 15/16” 009.016F | 96
| Trunnion o.s 00 9.018 | 96
| G ner 00 9.013 | 96
| Trunnion D.S 00 9.017 | 96
| Spacer bushing 00 9.019 | 96
| Whasher 00 9.098 | 96
| Crown nut DIN 937M16,1,5 520.1319 | 96
| Ink fountain romerq 60mm-2 3/8 008.001F | 96
| Dampening roller,CPI,q60mm-1 13/16” with plush coyring Q49mm-159/64”and 2ball bearings 009.043F | 96
| Rubber roller,CPI.Q51mm115/16”,for alcohololdamping with 2ball bearings 272.009F | 96
| Rubber roller,CPI..Qu7mm-127/32” with3M corering with 2 ball BEARINGSQ48 mm 272.001F | 96
| Distributorroller 030.032F | 96
| Distributor roller 030.101F | 96
| Trunnion D.s. 30.102 | 96
| Guide ring 30.107 | 96
| Trunnion o.s. 30.11 | 96
| Gear 9.013 | 96
| Water fountain roller 030.370F | 96
| Water trough 30.361 | 96
| Valve D3111/o1-3/8” 580.0269 | 96
| Rod head 22.129 | 48
| Rod 22.13 | 48
| Spring rod guide 22.132 | 48
| Spring 22.056 | 48
| Safety nut C2238/o1M12 580.0723 | 48
| Bearing 22.121 | 48
| Bolt 22.127 | 48
| Retainer spring 13.102 | 48
| Front guide 13.103 | 48
| Sheet smoother 22.104 | 48
| Adjustment knob 13.107 | 48
| Adjusting screw 13.105 | 48
| Roller guide rail 22.138 | 48
| Bar 22.101 | 48
| Whasher 13.035 | 48
| Shaft 022.109F | 24
| Roller shaft 22.127 | 24
| Bolt 22.128 | 24
| Stop 22.136 | 24
| Stop 22.112 | 24
| Rod head 13.028 | 24
| Spring 00 6.085 | 24
| Spring rod 00 13.037 | 24
| Bearing bracket 00 12.094 | 24
| Bar 00 12.105 | 24
| Bar 012.098F | 24
| Bearing sleeve 20.016 | 24
| Bushing 580.313 | 24
| Tapered pin DIN 14x32 500.0037 | 24
| Driver 580.312 | 24
| Tabered pin DIN 7978 8x30 540.0248 | 24
| Torsion spring 580.319 | 24
| Intermediate segment 580.317 | 24
| Sheece –headed screw DIN 912M 8x20 520.0252 | 24
| Tappered pin DIN 7978 8x24 540.0194 | 24
| Circlip SN 260.58 580.0028 | 24
| Indicator plate 452.0499 | 24
| Connecting link 580.396 | 24
| Eccentric tipping bolt 580.321 | 24
| Cam D.S 580.304 | 24
| Disc 0 12.062 | 24
| Bolt 580.392 | 24
| Bearing sleeve D.S. 00 5.303 | 24
| Cam O.S. 580.306 | 24
| Bearing sleeve O.s 00 5.302 | 24
| Thrust bearing C 6241/99 F52307 550.0433 | 24
| Needle bearing cage C 6231/80-F-87134 550.0807 | 48
| Needle bearimg cage C 6231/91-F-50049 550.0428 | 48
| Inner and outer ring C 6233/99F 50048 550.0537 | 48
| Inner and outer ringC 6233/76 F 87616 550.0805 | 48
| Cam follower. CPI.C6227/78F 83814 550.073 0 | 24
| Csrew DIN 933M 10x60 600.0172 | 24
| Gear I 580.37 0 | 24
| Gear II 580.35 0 | 24
| Clamping piece 580.327 | 24
| Scale 479.0599 | 24
| Clamping piece 580.324 | 24
| Disc 580.325 | 24
| Plunger 580.386 | 24
| Compression spring 0 10.25 | 24
| Tapered pin DIN 12x18 500.0007 | 24
| Pinion gear D.S. 580 .333 | 48
| Pinion gear O.S. 580.334 | 48
| Adjusting ring C2451 A18 600.0007 | 48
| Bearing, CP1 580.332 | 48
| Intermediate plate 580.344 | 48
| Gripper, upper position 580.337 | 132
| Gripper, lower 580.338 | 132
| Bearing, CP1. 580.393 | 48
| Needle bearings C 6211/14 NKI 1716 550.0681 | 48
| Gripper holder 580.335 | 132
| Compression spring 0 19.038 | 132
| Tube 580.3285 | 24
| Shaft,inside 580.329 | 24
| Key 580.369 | 24
| Stop D.S. 580.385 | 24
| Tapered pin DIN 15x32 500.0264 | 48
| Gripper, upper position 580.362 | 132
| Gripper, lower 580.363 | 132
| Segment gear,CP1 580.309 | 48
| Cam 431.32 0 | 48
| Cam L H 431.32 0 | 48
| Cam R H 431.321 | 48
| SC 431.322 | 48
| Mounting ring 431.310F | 48
| Threaded Pin 431.319 | 48
| Printing block holder 35x45 mm 431.33 0 | 48
| Numbering shaft 431.370F | 48
| Printing block holder 45x45 mm 431.331 | 48
| Printing block holder with magnet 45x45mm (undercut.o37”) 431.337 | 48
| Straight numbering box,backward action 7 digits,4.76 mm(3/16”) 6 depressable noughts(zeroes) 431.301/302 | 200
| Bearing support 010.034F | 48
| Bearing support 010.032F | 48
| Be aring support 010.133F | 48
| Bearing support 010.035F | 48
| Bearing support O.S. 0 30.004 | 48
| Straight pin DIN 78M 6x60 500.0412 | 48
| Threaded pin DIN 916 M 6x6 520.0986 | 48
| Bearing O.S. 0 30.001 | 68
| Bolt 0 30.026 | 48
| Bolt 0 30.029 | 48
| Handle 0 10.061 | 48
| Accentric tripping bolt 0 10.031 | 68
| Compression spring 0 10.044 | 68
| Screw 0 10.064 | 68
| Bolt 0 30.129 | 68
| Bolt 0 10.154 | 68
| Dampening roller bearing O.C. 0 30.006 | 48
| Straight pin DIN 78M6x30 500.0412 | 48
| Bolt 0 30.028 | 48
| Bearing bolt 0 30.041 | 48
| Bearing support 010.029F | 48
| Dampener vibrator bearings D.S. 0 30.203 | 48
| Bearing Suppor D.S 0 30.003 | 48
| Motor: 2.2 KW L751319 | 12
Type:DVD 60
Revolution: 1420 r.p.m
| Motor:Y 440V,o.6 7A,50HZ 154983 | 12
Revolution:1300 r.p.m
Type:ZF10
| Washer 13.035 | 48
| Spring rod 13.037 | 132
| Washer 13.029 | 132
| Compression spring 10.03 | 132
| Collar 10.091 | 132
| Screw DIN912-M5X20 plus 13.027 | 24
| Ball bearing 160010/36234 520.1271 | 48
| Circlip sn267A 50 x2V 510.0114 | 48
| Cam follower C6227/91 F 52048 550.0436 | 48
| Needle bearing C6211/14 NKI 45/35 550.0443 | 48
| Gripper holder 14.005 | 568
| Torsion spring 14.009 | 568
| Gripper backing plate 14.041 | 568
| Hexagon –head screw 14.043 | 568
| Gripper 875.00IF | 568
| Supporting roller C6226/96F-1618 550.0251 | 568
| Shim plate 14.006 | 568
| Shim plate 14.006 | 568
| 14.007 | 168
| Gripper 875.001F | 568
| Plate spring 22.038 | 48
| Sheet smoother 22.046 | 48
| Sheet steadier brush 022.069F | 48
| Holder CP1 022.069F | 48
| Sheet smoother hoder , screw Co172/01M6 x15 017.030,580.0603 | 48
| Holder Cpi. 0 22.016 | 48
| Screw Co172/01M15 580.0695 | 48
| Holder 0 22.014 | 48
| Rod head 0 13.028 | 24
| 0 12.063 | 48
| Flange 0 12.063 | 24
Pawl 0 22.104
| Bolt 0 22.111 | 48
Adjusting Screw 013.015F
| Spring rod 0 22.115 | 24
| Lever 0 22.123 | 24
| Roller shaft 0 22.127 | 24
| Upper dampening roller bearing D.S 0 30.005 | 48
| Bushing SN635-060608F 580.0786 | 48
| Bearing D.S 30.001 | 48
| Bolt 30.026 | 48
| Motor : 440V ,3Kw, 50Hz,6.5A 3291709-1 | 8
Type; F2.5H
| Motor :n 440V , Q37kw , 1450 r.p.m 690822 | 10
type : CLFG 11V , 50 HZ
| Motor : 440V , 095A, 0.37kw | 12
1420 rpm, 50Hz
| Motor : 415, 3kw, 5.72A | 12
Type: kmer 100 L2
| Motor : 415V, 50Hz | 12
Type : F06
| Motor : Y 400-440V , 1.0A, 0.3KW | 12
1410rmp,50Hz
type : BR 03774-7
| Motor : 380V ,4.5kw,1400rpm 20.5A,50Hz 28524641 | 12
Type:VS 4/4
| Motor : Y440 V ,1.8A, 0.55kw 750043 | 12
50Hz,2800 rpm
type: SKGS 200-2(70)
| Motor :415V, 1.2/1.45A, 50Hz 59278 | 12
Type: M05ES3,2800rmp
| Motor : 440V, 2.25A, 055kw 608436 | 12
Type : SKGS 7002734, 2800 rpm
| Motor : 2.2kw L751319 | 12
Type : DVD 60
Revolution : 1420R.P.M
| Motor : Y 44.V ,0.67A,50Hz 154983 | 12
Revolution : 1300 R.P.M
Type : ZF10
02-04-00484 | EQUIPMENT : SPARE PARTS FOR MOTOR CONTROL CENTRE
COMPANY / MANUFACTURER : SIEMENS / GERMENY
SITE:SADDAM MEDICAL CITY
| CONTACTOR FOR SWITCHING MOTORS , 220VAC OPERATION , 3 PHASE , 50 Hz ,380 V , 2.2 KW 3TF2911-OA | 100
| AS ABOVE BUT 4KW 3TF2211-OA | 100
| AS ABOVE BUT 5.5KW 3TF4111-0A | 100
| AS ABOVE BUT 7.5KW 3TF4222-OA | 100
| AS ABOVE BUT 11KW 3TF4322-OA | 100
| AS ABOVE BUT 15KW 3TF4422-OA | 100
| AS ABOVE BUT 18.5KW 3TF4522-OA | 50
| AS ABOVE BUT 22KW 3TF4622-OA | 50
| AS ABOVE BUT 30KW 3TF4722-OA | 50
| AS ABOVE BUT 37KW 3TF4822-0A | 50
| AS ABOVE BUT 45KW 3TF4922-OA | 50
| AS ABOVE BUT 55KW 3TF5022-OA | 50
| AS ABOVE BUT 75KW 3TF5122-OA | 50
| AS ABOVE BUT 90KW 3TF5222-OA | 50
| AS ABOVE BUT 110KW 3TF5322-OA | 50
| AS ABOVE BUT 132KW 3TF5422-0A | 30
| AS ABOVE BUT 160KW 3TF5522-OA | 30
| AS ABOVE BUT 200KW 3TF5622-OA | 30
| AS ABOVE BUT 250KW 3TF5722-OA | 30
| CONTACTS WITH MOUNTING PARTS FOR CONTACTOR TYPE 3TF44 ( SET ) 3TY7440-OA | 100
| AS ABOVE BUT TYPE 3TF45 3TY7450-OA | 100
| AS ABOVE BUT TYPE 3TF46 3TY7460-OA | 100
| AS ABOVE BUT TYPE 3TF47 3TY7470-OA | 100
| AS ABOVE BUT TYPE 3TF48 3TY7480-OA | 100
| AS ABOVE BUT TYPE 3TF49 3TY7490-OA | 100
| AS ABOVE BUT TYPE 3TF50 3TY7500-OA | 100
| AS ABOVE BUT TYPE 3TF51 3TY7510-OA | 100
| AS ABOVE BUT TYPE 3TF52 3TY7520-OA | 100
| AS ABOVE BUT TYPE 3TF53 3TY7530-OA | 100
| AS ABOVE BUT TYPE 3TF54 3TY7540-OA | 100
| AS ABOVE BUT TYPE 3TF55 3TY7550-OA | 100
| AS ABOVE BUT TYPE 3TF56 3TY7560-OA | 100
| AS ABOVE BUT TYPE 3TF57 3TY7570-OA | 100
| 75 mm STANDERD MOUNTING RAIL 3TX461-1B | 100
| CONTACTOR CONBINATIONS FOR STAR-DEALTA STARTING , 220VAC OPERATION , 3 PHASE , 380 V ,50 Hz , 5.5KW 3TE2000-OA | 10
| AS ABOVE BUT 11KW 3TE4000-2A | 10
| AS ABOVE BUT 18.5KW 3TE4200-2A | 10
| THERMALY DELAYED OVERLOAD RELAY SETTING RANGE 0.8 – 1.25 A 3UA5000-OK | 20
| AS ABOVE BUT 1.25 – 2 A 3UA5000-1B | 20
| AS ABOVE BUT 2 – 3.2 A 3UA5000-1D | 20
| AS ABOVE BUT 3.2 – 5 A 3UA5000-1F | 20
| AS ABOVE BUT 5 – 8 A 3UA5000-1H | 20
| AS ABOVE BUT 8 – 12.5 A 3UA5000-1K | 20
| AS ABOVE BUT 16 – 25 A 3UA5800-2C | 20
| AS ABOVE BUT 25 – 40 A 3UA5800-2E | 20
| AS ABOVE BUT 40 – 57 A 3UA5800-2T | 20
| AS ABOVE BUT 57 –70 A 3UA5800-2V | 20
| AS ABOVE BUT 70 – 88 A 3UA5800-8W | 20
| AS ABOVE BUT 80 – 110 A 3UA6000-2X | 10
| AS ABOVE BUT 110 – 135 A 3UA6000-3J | 10
| LINKS FOR CONNECTION TO CONTUCTORS 3UX1 221 | 40 | set
| LINKS FOR CONNECTION TO CONTUCTORS 3UX1 210 | 40 | set
| LINKS FOR CONNECTION TO CONTUCTORS 3UX1 211 | 40 | set
| LINKS FOR CONNECTION TO CONTUCTORS 3UX1 218 | 10 | set
| COIL 24 VAC, 50Hz FOR CONTACTOR SIZE 3TF44 3TF44 22-OABO | 60
| SOLID STATE TIME RELAY VAC ( 1.5-30 ) SEC 7PU4020-2AN20 | 100
| SOLID STATE TIME RELAY VAC (1.5-30 ) SEC 7PU4020-2AB30 | 20
| SOLID STATE TIME RELAY VAC (1.5-30 ) SEC 7PU4520-2BN30 | 20
| SOLID STATE TIME RELAY VAC (5-100 ) SEC 7PU4620-2BN30 | 20
| SOLID STATE TIME RELAY VDC (0.5-10 )Hr 7PU4720-0AB30 | 30
| SOLID STATE TIME RELAY VAC (50-1000)SEC 7PU4140-2QN20 | 20
| SOLID STATE TIME RELAY VAC (1.5-30 )MIN 7PU4020-5AN20 | 20
| UNDERVOLTAGE RELAY 220/380 ,50 Hz AA9943.11 | 400
| N-EARTHLEAKAGE CB, 4 POLE, 25 A 55Z3420 | 100
| N-EARTHLEAKAGE CB, 4 POLE, 40 A 55Z3440 | 100
| N-EARTHLEAKAGE CB, 4 POLE, 63 A 55Z3460 | 100
02-04-00485 | EQUPMENT : MOTORS 380V , 3PHASE , 50Hz INDUCTION MOTOR
COMPANY / MANUFACTURER: BROOKE KROMPTON PARKINSON MOTORS AHAWKER SIDDELEY COMPANY.
SITE :SADDAM MEDICAL CITY
| 340KW , 1475 RPM ,615 AMP , FRAME : C315L51, SN: 32496A2M | 12
| 265KW ,1475 RPM , 473 AMP , FRAME :LC315M, SN : L735B-1 | 20
| 224KW , 1475 RPM , 405 AMP , FRAME :LC315M, SN: L739B-1 | 8
02-04-00486 | Destill water plant
Cat type AF01 model 5 gph
Destill water plant
Cat type AF02- 510 MODEL 10 GPH
Company : regional office american iternational company 12g groveley road sunbury on thomas middlesex england tw 167 jz phone 01 751 4431/2 telex : 885683
| Globe valve A5657- 042 | 8
| Globe valve A5658- 042 | 8
| Seat M5685-061 | 40
| Packing P8784-091 | 80
| Pressure gauge P77453-051 | 30
| Pressure gauge P77452-051 | 30
| Gasket P20239-051 | 24
| Element kit P20240-091 | 20
| Set P30399-091 | 20
| Gasket P20239-091 | 4
| Element kit P25067-091 | 4
| Seat P25068-091 | 4
| Measure flow M76044-042 | 12
| Measure flow M51048- 042 | 4
| Ring P78142-091 | 36
| Ring P78141-091 | 12
| Valve P150147-001 | 12
| Cartridge P53467-091 | 24
| T.bolt P78084-091 | 40
| N.R.valve 4.0 B1578 | 40
| None return valve NPRO 1/3 Pis | 40
| Still valve PYREX (R)15 | 20
| Drain valve HILLS | 8
| None return valve 2.0 PATO | 20
Gasket for upper
| Cover portion for destill water plant type AFD210 model 10 GPlt | 8
| Gasket for bottom cover portion for destill water plant type AFO210 model 10 GPH | 8
| Gasket for upper cover portion for destill water plant type AFO1-510 model 5 GPH | 12
| Gasket for bottom cover portion for destill water plant type AF01-510 model 5 GPH | 12
| Steam jaket for destill water plant type AFO2- 510 model 10 GPH | 2
| Cooling coil for destill water plant type AFO2- 510 model 10 GPH | 2
| Steam jaket for destill water plant type AFO1- 510 model 5 GPH | 2
| Cooling coil for destill water plant type AFO1- 510 model 5 GPH | 6
| Float for main chamber for 5GPH | 10
| Float for condensing camber for 5GPH | 10
| Float for condensing camber for 10GPH | 4
| Float for main camber for 10 GPH | 4
| Strainer sarco 3/8 PT | 4
| Strainer sarco 1/2 PT | 2
| Filter element for strainer 3/8 PT | 20
| Filter element for strainer 1/2 PT | 10
02-04-00487 | Fire tube boiler no. 1023
Net cochram rilley annan dumfriesshire scotland dg 125 qu england phon annan 2111 telegrams: mutti tube telex 778183 B.R 13230 working pressure 120 psi g H/test pressure 234 psig
| Steam pressure gage | 8
| Transformer for dampx control cable | 4
| Sets of spring | 2 | set
| Screw | 2 | set
| Modulation motor assy | 4
| Main steam stop valve assy 8442 | 8
| Water inlet strainer assy 3104 | 4
| Flexible cable (damper control air) | 4
| Swquencing blow down valve assy (upper) ABI | 8
| Blow dowen valve assy blower 74/73/LM | 8
| Non return valve assembly | 8
| 1 1/2" feed checkvalve seat SV641 | 4
| 1 1/2" feed checkvalve lid SV494 | 4
| Double spring safety valve 3HL | 4
| Spring and ocular ling | 4
| Cam operation lever with rubbing | 4
| Damper modulating cam (air) | 4
| Water gage glass VW21 | 8
| Conical packing VW79 | 8
| Sleeve packing | 8
| Sprinkles | 8
| Flexible air lever | 6
| Oil inlet stop valve PN20 | 4
| Oil out let non returne valve 1-125 red white | 4
| Oil strainer | 4
| DO filter | 4
| Oil Kemp gage 4079978 | 4
| Oil filter assemply | 4
| Feed water complet motor 7.5 HP V380 -440 H2 50AH-4Conn RTY NDF 140CD RPM 2170 size D13 CP8-140C/W | 8
| Impeller complete for above feed pur in point (30) | 8
| Screw for impeller in point (31) | 20
| Bush for DO(31) | 8
| Spring washer for screw in point (32) | 20
| Shaft for feed water pump in point (30) | 4
| Pin for shaft above in point (35) | 8
| Coupling assy | 8
| Stud for fixing feed water pump stage | 80
| Foundation bolts | 20
| Shaft seal | 4
| Impeller casing support bolt (brass) | 8
| Cooling motor fan for feed water pump | 4
| Pressuretrol control | 4
| Pressure switch | 4
| Fuse cartridge TIA6 EF10 | 20
| Fuse cartridge TIA25 EF05 | 20
| Fuse cartridge TIA30 M35 EF07 | 40
| Fuse cartridge TIA30 M40 EF08 | 40
| DO TI 30 M60 EF10 | 40
| Spare for forced draught fan motor 20 hp BT87 | 2
Shaft for forced draught fan
| Cooling motor fan for forced draught fan motor | 4
| Bush for forced draught fan motor | 8
| Dearing brushes TB17 | 20
| Water side gasket sets | 10 | set
| Adder tape IT20 | 4 | rolles
| Fransil hig temp | 4
| France | 4
| Electrical float mobry | 8
| Pressure limit switch | 8
| Contactor CH-16-21 | 20
| Contactor (6-22) | 4
| Timer switch (0-60)sec | 4
| Over load (0-20) am | 20
| Sequancer LECI | 8
| Switch 2 way | 8
| Switch 3 way | 8
| Modulation system | 6
| Indicator bulb 2 amp 220 V | 20
| Fuse fitting complet 63 amp | 20
| Fuse fitting complet 32 amp | 20
| Disabarator for fuel | 4
| Burrer motor 3 ph (2500-3000)rpm | 4
| Solenoid valve 3/8" | 8
| Solenoid valve 5/8" | 8
| Photocell | 8
| Air sencer | 4
| Complete forced draught fan with motor 20 hp BT 87 | 8
| Ignition electrods | 8
02-04-00488 | Operation lights supplied
Under our in voice no. jim/t 0257/74 dd 7.5/1974
Company : DAIKYO MEDICAL INSTRUMENT CO. LTD 31-1 HONGO 3-CHOME BUNKYO -KU TOKYO
POSTAL :PO BOX66 HONGO BUNKYO -KUTOKYO 113 -91 JAPAN
CABLE :MEDICALIM TELE. :814-5861
TELEX: 128748 MEDUIM
HEAD OFFICE :NO 31-4 HONGO 3-CHOME BUNKYO -KU JAPAN TELE.: 813-5541
SPARE PARTS FOR MODEL 3002
| Safty glass (outer filter glass) | 18 | pcs
| Heat filter glass (inner filter glass) | 18 | pcs
| On- off switch | 8 | pcs
| Fuse holder | 8 | pcs
| Light intensity regulator knob | 4 | pcs
| Anesthesia mirror | 4 | pcs
| Sterile handle | 4 | pcs
| Spare bulb 24v 40w | 200 | pcs
| Transformer | 4 | pcs
Spare parts for model 3003
| Safety glass (outer filter glass) | 14 | pcs
| Heat filter glass (inner filter glass) | 14 | pcs
| On-off switch | 8 | pcs
| Fuse holder | 8 | pcs
| Light intensity refulator knob | 4 | pcs
| Anesthesia mirror | 4 | pcs
| Sterile handel | 4 | pcs
| Spare bulbe 24 v | 200 | pcs
| Trans former 220 - 24v | 4 | pcs
Spare parts for model 220
| Safety glass(outer filter glass) | 8 | pcs
| Heat filter glass (inner filter glass) | 8 | pcs
| On-off switch | 4 | pcs
| Fuse holder | 4 | pcs
| Light intensity regulator knob | 4 | pcs
| Sterile handle | 4 | pcs
| Spare bulb 24 V 40W | 200 | pcs
| Transformer 220 -24A | 4 | pcs
| Casters | 8 | pcs
Spare parts for model 8000
| Safety glass (outer filter glass) | 8
| Heat filter glass (inner filter glass) | 4
| Transformer 220 -24A | 4
| Glass refleder | 4
| On-off switch | 4
| Fuse holder | 8 | pcs
| Casters | 8 | pcs
| Stopper screw | 4 | pcs
| Spare bulb | 20 | pcs
02-04-00489 | Operating light
Model V-900/600H and 550- C/800H
Company: DAIKYO MEDICAL INSTRUMENTS CO LTD
TRADE : 31-1 HONGO 3 CHOME BUNKYO -KU - TOKYO JAPAN
POSTAL PO BOX 66 HONGO BUNKYO -KU TOKYO 11-91 JAPAN
TELEX: 0272-2361 AA BDAIMED
CABLE:MEDIDAIKYO TELEPHONE : 814 -5861
HEAD OFFICE : NO 31-4 HONGO3-CHOME BUNKYO -KU- TOKYO TELE: 813-5541
| Spare bulbs 110 V 40 W (for v 900) | 400
| Spare bulbs 110 V 30 W (for 550 C) | 320
02-04-00490 | DEAERATOR
SN :TB 460696
TYPE 667-ES
SIZE:40
BODY SIZE 3 RATING ANSI 300
BODY MALT C/ST FLOW EC - BRE CHAR
Company name: hick hargreaves and co ltd
Bolton ,lancashire , england bl36db
Tele. Bolton (0204) 23373
Telex :63244
Answer back : hick G
Telegrams: hick bolton
| For deaerator head | 2
Stainless steel 2" N.B spray valve complete with joint ring
| For vent condenser | 64
Solid drown copper heat exchanger tubes 3/4" od x 18 BWG x 4FT long complete with three joint ring for water box and cover joints
| For float switch assembly | 2
Mobrey float switch
| For water level gauge | 2
Set recommended spares for 7/16" bore section quickmount gauge 5 ft between centrescomprising
| Sight tube | 2
| Set of seals | 2
| For relief valve | 2
Set recommended spare for 4" bore cast iron
| For level control | 2
Set recommended spares
| GB460696 | 2
| Groove pin | 2
| Seal ring | 2
| Valve plug | 2
| Valve stem | 2
| Diaphragm kit kp4162 | 2
| Spares kit kp3582 | 2
| Spares kit 67fr | 2
| Gasket | 2
| Gasket spiral wound | 2
| Gasket | 2
| Gasket | 2
| Packing set | 2
| Upper wiper | 2
GB460698
| Torque tube assemly | 2
| Cotter spring | 4
| Gasket | 2
| Gasket | 2
| Gasket | 2
| Spare kit KP2502 | 2
| Spare kit FOR 67FR | 2
02-04-00491 | Distribution boards
Dorman smith switch gear ltd black pool road preston pr2 2dq england tele. Preston 728271 (15 line)
Telex 677167 dorman G
Fused switches
| TSS 3800 N C/W FUSES 800 A (3-GF800) | 2
| TSS 3300 N C/W FUSES 300 A (3-ED300) | 4
| TSS 3200 N C/W FUSES 200 A (3-EDO200) | 8
| TSS 3200 N C/W FUSES 150 A (3-EDO150) | 10
| TSS 3100 N C/W FUSES 100 A (3-CEO100) | 16
| TSS 360 N C/W FUSES 60 A (3-BA063) | 16
FUSES
| GF800 AMP | 12
| ED300 AMP | 20
| DEO150 AMP | 60
| CEO 100 AMP | 60
| BAO60 AMP(BA063) | 60
Fused switches
| D frame isolator LLSD1250 each with 6T terms | 2
| E frame MCACB1600 AMP LLBE 1600 each with 6T terms | 2
| E frame Dolly extension SLLDEE | 6
| D frame Dolly extension LLDEE | 6
Fuseling distribution boards
| Fuse base and carries 60 amp -60 BF | 40
| Fuse base and carries 100 amp -100 BF | 20
Miscellaneous
| Voltmeter 0-500 V | 10
| Ammeter 0-2000 A | 10
| Selection switch | 10
02-04-00492 | Transformers distribution boards
Dorman smith switch gear ltd black pool road preston pr2 2dq england tele. Preston 728271 (15 line)
Telex 677167 dorman G
| Push bottom on with diaphrogm timer 9007 A0-2 | 20
| Push bottom off 9007 A0-2 | 20
| Relay (240V coil) MTE UCO 5 amp | 20
| Relay (240V coil) MTE UCO 5-10 amp model with timer | 20
| Amp meter 0-2400 A (make wire) | 10
| Amp meter 0-1800 A (make wire) | 10
| Volt meter 0-500 V (make wire) | 10
| Selector switch Amm meter | 10
| Selector switch for volt meter | 10 | nos
02-04-00493 | Mechanical distribution boards
Lounsdal electric limited lounsdal works meikleriggs paisley PA2GDT scotland telex no. 77431
| Over load AW114 | 4
| Over load AW115 | 2
| Over load AW116 | 2
| Over load AW117 | 2
| Over load AW118 | 4
| Current transformer ARXW | 8
| Voltmeter seal switch Saniou | 4
| Push bottom S&S | 50
| Control relay S&S CS1 | 6
| 220 V coil S&S SC3 | 2
| Flushing relay S&S | 2
| 220 V coil S&S SC1 | 6
| Star deita timer S&S RZEYZII | 6
| Contactor S&S CA1-10-20 | 2
| 0-1200 A ammeter crompton | 2
| 0-500 A ammeter Crompton | 2
| 0-200 A ammeter Crompton | 2
| 0-100 A ammeter Crompton | 4
| 0-500 V voltmeter crompton | 4
| H.R meter Model 235 | 2
| Fuse carriers GEC RS32 PH | 40
| Fuse carriers GEC RS20 H | 100
| Fuse carriers GEC R60H | 6
| Fuse carriers GEC RS100H | 8
| Fuse carriers GEC RS200 PH | 6
| Fuse carriers GEC RS100 PH | 4
| Fuse carriers GEC RS20 PH | 60
| Fuse carriers GEC RS63 PH | 30
| Fuse carriers GEC RS200 P | 4
| Fuse carriers GEC RS100 PH | 20
| Thermister relay Allenwest | 4
| Plug in relays and bases Omron | 4
| Indicating lights Sprecher and schuh | 60
| Time switches Sangamo S253 | 6
| Over loads AW 108 | 2
| Over loads AW 109 | 4
| Over loads AW 110 | 4
| Over loads AW 111 | 4
| Over loads AW 112 | 2
| Over loads AW 113 | 2
| Current transfoiners 1200/5 AR&W | 2
| Current transfoiners 500/5 AR&W | 2
| Current transfoiners 60/5 AR&W | 2
| Current transfoiners 80/5 AR&W | 4
| Current transfoiners 50/5 AR&W | 2
| Current transfoiners 200/5 AR&W | 6
| HRC fuse link GECTIA 32 M40 | 6
| HRC fuse link GECTIA 32 M35 | 8
| HRC fuse link GECTIA 63 M80 | 2
| HRC fuse link GEC TC P100 | 8
| HRC fuse link GEC TC P80 | 10
| HRC fuse link GEC TI S60 | 14
| HRC fuse link GEC TI A32 | 14
| HRC fuse link GEC TI S40 | 20
| HRC fuse link GEC TI A20 | 8
| HRC fuse link GEC NI T60 | 20
| HRC fuse link GEC NI T16 | 24
| HRC fuse link GEC NI T10 | 20
| HRC fuse link GEC NI T6 | 30
| HRC fuse link GEC TIS63 M80 | 2
| HRC fuse link GEC TIT20 M25 | 2
| HRC fuse link GEC NI T2 | 4
| HRC fuse link GEC NI T4 | 8
| HRC fuse link GEC TI S50 | 4
| HRC fuse link GEC TF125 | 2
| HRC fuse link GEC TF200 | 2
| HRC fuse link GEC TF160 | 4
| HRC fuse link GEC TTH500 | 2
| Contactor S&S CA1-10N | 6
| Contactor S&S CA1-10 | 20
| Contactor S&S CA1-16 | 6
| Contactor S&S CA1-25 | 10
| 6A3 pole on/off switch Santen | 16
| 10 hp 3 pole isolator Santen | 2
| 2 auxiliary contacts Santen | 2
| A32 door assemblies Santen | 20
| 6A 1 pole on/off switch Santen | 4
| Ammeter sel switch Santen | 4
02-04-00494 | Washer extractor 2267M -224567
American laundary machinary division mail box 449
| Motor wash | 4 | no.
| Clutch | 2 | no.
| Rotor seal | 4 | no.
| Reducer | 2 | no.
| Seal crossoyer | 4 | no.
| Seal piston | 4 | no.
| Bearing front | 4 | no.
| Bearing rear | 4 | no.
| Element 1/3 pint M bros | 12 | no.
| Regulator(n26.10.125 psi) | 4 | no.
| Regulator (0-50) psi | 2 | no.
| Valve solenoid (220/50) | 4 | no.
| Valve solenoid-do- | 4 | no.
| Valve solenoid -do- | 4 | no.
| Valve solenoid (50 cy) | 4 | no.
| Valve inlet 2" (230/50) | 8 | no.
| Cup rubber | 4 | no.
| M rep. Kit | 4 | sets
| FA spare parts | 4 | sets
| Drain valve | 4
| C 58480 relay (700N800-A2) 01121 | 4
| C 58465 relay (700N800-A2) 01121 | 4
Timer REU (SMW RT4X)003
02-04-00495 | Batteries
Alkaline batteries limited poor sources division P.O.box 4 redditich wprcester shire england
Chloride -southamition england
| Charger of D.C batteries amp0-50A volt 0- 200V Recommanded spare of different parts of charger as controller transformers relaes ammeter voltmeter FUSES and other parts | 2 | lot
| D.C Relay witch connected the charger to Battery or to load | 12
| D.C relay witch connected the charger to battery or to load | 6
| D.C batteries amp 0-50A Batteries type: | 700
Alkaline -nickel- cadmium in plastic containers
Lamps110V (pin type)
02-04-00496 | Spare parts for small ironies
American laundry machinary pivision mail box 449
| Needle valve A-50950 | 8
| Valve assy A-175 | 6
| Air hos A-15715 | 8
| Hose anocode to MMU A-33122 | 4
| Oil less bearing 3/4" x1x1" & 3/4x1"x1/4" A-50986 | 8
| Steam valve A-10518 | 6
| Small Teflon valve A-11599 | 12
| Compression spring A-31336 | 12
| Large Teflon valve A-20084 | 14
| Small Teflon valve A-20083 | 14
| Compression spring A-51063 | 8
| Compression spring A-52307 | 4
| Large rubber diaphragm A-18542 | 6
| Large diaphragm A-818 | 6
| Screen assyno. 211 A-10908 | 6
| Disc A-51257 | 6
| Push buttom for closing | 20
| Do. Diaphram for opening cylinder and exhaust 250AA | 20
02-04-00497 | Spare parts for tumblers
American laundry machinery dvision mail box 449
| Switch T-185 | 18
| Rubber damper HT-139-1 | 18
| Drive chain VT-119 | 12
| Switch lever DT-1343 | 12
| Door gasket TT-140-3 | 40
| thermocouple T-163-2 | 12
| light ST-162 | 12
| Thermostat T-261-1 | 12
| Timer ST-268-30 | 6
| Fuse lint 198 | 20
| Fuse T-198 | 60
| Belt Vt-129 | 12
| Van motor BLS 6T170406EW | 4
| Door safety switch T-183-41 | 12
| Cyi .motor 1/2 HP T-183-41 | 4
| Knob KNOB ST-261 | 12
| Door latch astrike ST-276 | 6
| Buzzer ST-261 | 10
| Indicating lamp | 20
| Contactor 220V | 14
| Temp gauge | 6
| Solenoid valve sizel type S-125 240V 60cy 6222 B4 | 8
We have three number which have the following serial nos:24888
24887
24886
all of them has mod 42 size 42x42 all designed for 125 steam max pr.
02-04-00498 | Equipment ;recommended spear part list for generator set
Model no.: 300DG, 350DG, 400DG.
Serial no.:8053-002,416 KVA,333 KW,400 V,601 A,1500 R.P.M
Date of manf.:1977,Engina 12VIT
Company name :Fermont division dynamics corporation American
Company address :Fermont division ,dynamics corporation American, 141 northaye bripa eport,CONN-06606
| Belt set | 6 | set
| Fuel pump | 6
| Injector | 6
| Fuel filter | 24
| Oil filter | 12
| Fuel strainer | 24
| Water filter | 12
| Water pump | 6
| Water seal | 6
| Volt regulator DC system | 6
| Thermostat | 6
| Belt set generator drive | 6 | set
| GOV dump solenoid | 6
| Air box solenoid | 6
| Diodes | 12
| Surge protector | 24
| Bulb | 24
| Fuse(10 AMP) | 10
| Rotary sel switch | 6
| Rheostat volt control | 6
| Ground strap C/BOX | 4
| Starter disconnect +O/speed (PC3) | 6
| Over load relay | 6
| Fuse holder | 6
| Control relay(24 volt) | 6
| Control relay(6 volt) | 6
| A.C voltage regulator | 6
| T.D relay (24 no. 10) | 6
| T.D relay (6 no. 45) | 6
| Power supply (PCI) | 6
| Coolant gage | 4
| Oil press gage | 4
| Socket themal relay | 6
| A.V.R board | 6
| Seller | 6
| Dynamo | 6
02-04-00499 | Equipment: recommended spear part s list for generators caterpiuar
Model:3304 T,RPM 1500,3Q,Kw 80,60-50 HZ(Engine model 3304,serial no. 4B),400 V
Company address: Cater bailer.
| Fuel filter AP 81301 | 6
| Oil filter 885 | 6
| Seal water pump | 2
| Thermostat | 2
| Water pump | 2
| Belt set | 4 | set
| Ualt regulator DC system | 2
| GOV pump solenoid | 4
| Air box solenoid | 2
| Diodes | 12
| Surge protector | 2
| Bulb | 10
| Fuse | 10
| Rotary sel. Switch | 2
| Rheostat volt control | 2
| Ground strop C/BOX | 2
| Starter motor | 2
| Over loud relay | 2
| Fuse holder | 2
| Control relay | 4
| AC voltage regulator | 4
| T.D relay | 4
| Power supply | 2
| Coolant gage | 2
| Oil press gage | 2
| Socket thermot relay | 2
| A.V.R board | 2
| Seleve | 2
| Battry charger 24 V DC,20 A | 2
02-04-00500 | Equipment:recomonded spaer parts list for generators
(BETBOW) S.N 40932
Type:TE 500 RA 71 T,HZ:50,V:415,APM:1500,KVA:625,A:870,control agar type electric start
Company address :PETBOW SANDWICH KENT-ENGLAND.
| Fuel filter | 12
| Oil filter | 12
| Seal water pump | 4
| Water pump | 4
| Thermostat | 4
| Belt set | 8 | set
| Volt regulater (DC) system | 4
| GOV dump solinoid | 8
| Diodes | 4
| Surge protector | 24
| Bulb | 4
| Fuse | 20
| Rotary sel. Swith | 20
| Rheost volt control | 4
| Ground strop ClBOX | 4
| Starter motor | 4
| Over load relay | 4
| Fuse holder | 4
| Control relay | 4
| AC voltage regulator | 8
| T.D relay | 88
| Power supply | 4
| Coolant gage | 4
| Oil press gage | 4
| Socket themot relay | 4
| A.V.R board | 8
| Selev | 8
| Battray charger 24V D.C 20 Assss | 4
02-04-00501 | Equipment: recomonded spear parts list for generator(PETBOW) S-N:39207,A:348,KVA250,R.P.M 1500,voltage 415/240.
Model TE 200R 63
Company address:PETBOW-SANDWICH-KENT-England‎‎‎
| Fuel filter | 4
| Oil filter | 4
| Seal Assy water pump | 2
| Thermostat assembly | 2
| Belt set | 4
| Volt regulator DC system | 2
| GOV pump solenoid | 2
| Air box solenoid | 2
| Diodes | 12
| Surge protector | 12
| Bulb | 10
| Fuse | 10
| Rotary sel. Switch | 4
| Sheost volt control | 2
| Ground strap C/BOX | 2
| Starter motor | 2
| Speed | 2
| Overload relay | 2
| Fuse holder | 2
| Control relay | 4
| AC voltage regulator | 4
| T.D relay | 4
| Power supply | 2
| Coolant gage | 2
| Oil press gage | 2
| Socket thermal relay | 2
| A.V.R board | 4
| Selev | 2
| Dinamo | 2
| Battry charger 24 V DC 20A | 2
02-04-00502 | Equiepment:Air cooler chiller 49 ton conten 2 compresser 24-5 ton,used R22.serial no.Y797430
Company address:Carrier International carporation
| Compressor24.5 ton | 8
air cool 3phase , 400V , 50HZ , R22 , reciprocating copeland ,30HP , chiler model : 38 AE0540-10 , compressor model : 06EJ275-969E
| Relay 10A,24 V | 40
| Contactor 90 A,24 V | 16
| Electrical solenoid valve ¾” | 12
| Capacitor 10 MF | 16
| Refrigerant gas R22 | 100 | kg
| Minite tinner 220 V | 8
| Second timer 20V | 8
| Electronic expantion valve | 8
| Main control board | 4
| Fan motor with its blad 0.37 KW | 24
| Compressor oil 3G5 | 240 | liter
02-04-00503 | Equiepment: Chiller 5.4 ton,serial no.:7379 G334,380-400 volt A.C ,10A
Company address :Carrier International carporation ,P.O.BOX 4806 syaacuse 13221 NEW YORK-U.S.A
| Compressor3.2 ton | 20
air cool 3phase , 400V , 10A , 50HZ , R22 , reciprocating carelly 5500 ,5HP (3.2ton), chiler model : 50CKS1042, compressor model :prk500
| Compressor 2.2 ton | 20
air cool 3phase , 400V , 8.5AA , 50HZ , R22 , reciprocating carelly 4391 ,4HP (2.2ton), chiler model : 50CKS1042, compressor model :prk500
| Fan motor 1.5 H.P. | 60
| Rif. gas R22 | 200 | kg
| Contactor 40A,24 volt | 120
| Transformer 24 volt | 60
| Thermostat | 40
| Contactor 20A,24 volt | 120
| Heater for heating in winter 9KW 3PH | 120
| Compressor oil | 150 | liter
02-04-00504 | Equipment: Steam sterilizer,spere parts list castel 3220
Company addresse: SYBRON medical products division international, P.O.BOX: 23077
Rochester NY 14522 U.S.A.(716) 271-6060 telex: 987236
| Gasket cored Type:26456 | 4
| Circuit breaker Type:27625 | 4
| Wick,oil Type:29955 | 4
| Oil packag X448 Type:29158 | 2
02-04-00505 | Equipment :Cycle control box
Company addresse: SYBRON medical products division international, P.O.BOX: 23077
Rochester NY 14522 U.S.A.(716) 271-6060 telex: 987236
| Buzzer | 26706
| Pressure switch | 57020
| Fuse | 16884
| Lamps | 15726
02-04-00506 | Equipment :Plumbing Parts
Company address: SYBRON medical products division international, P.O.BOX: 23077
Rochester NY 14522 U.S.A.(716) 271-6060 telex: 987236
| Bellows ,seat & gasket for ½ N. pt type42220 | 4
| Disc replacement for check valve type39516 | 4
| Screen replacement for steam strainer type43908 | 4
| Disc replacement for check valve type39515 | 4
| O” ring valve stam packing for control valves type22630 | 4
| Filter ,steam & Air – double door type:32418 | 4
| Disc ,filter steam & Air – single door breaker type:13275 | 4
| Disc washer & float kit for vacuum type:36664 | 4
02-04-00507 | Equipment :General Parts list
Company address: SYBRON medical products division international, P.O.BOX: 23077
Rochester NY 14522 U.S.A.(716) 271-6060 telex: 987236
| Recoacler charts (BOX of 100) | 46730
| Jnk cartridge supply(pck of 4) | 67468
02-04-00508 | Equipment :Steam sterilizer-castel sybron corporation 3010
Parts list for door assembly
Company address: SYBRON medical products division
international, P.O.BOX: 23077
Rochester NY 14522 U.S.A.(716) 271-6060 telex:9 87236
PART NAME
| Gasket sterilizer door Index Nos. 44599 Part Nos. 1 Type 1626 | 72
| Gasket sterilizer door Index Nos. 44600 Part Nos. 1 Type 1616 | 12
| Gasket sterilizer door Index Nos. 44602 Part Nos. 1 Type 2020 | 8
| Screw 8/32 X ¼ Index Nos. E-4640 Part Nos. 4 Type | 400
| Spring Index Nos. 37599 Part Nos. 22 Type | 20
| Nut Hex 10-32 Index Nos. E-6201 Part Nos. 26 Type | 200
| Spring anti Jam plate Index Nos. 31625 Part Nos. 38 Type | 20
| Cover assy. Center plate Index Nos. 37608 Part Nos. 45 Type | 20
| Screw flat HD 10-32 X2/8 Index Nos. E-4637 Part Nos. 46 Type | 120
| Screw flat HD 10-32 X 1/2 Index Nos. E-4636 Part Nos. 48 Type | 100
| Bar locking Index Nos. 37617 Part Nos. 59 Type | 20
| Screw flat RD 10-32 Index Nos. E-4941 Part Nos. 60 Type | 80
| Screw flat RD 10-32 X5/8 Index Nos. E-2143 Part Nos. 69 Type | 20
| Washer plain nylon Index Nos. 39658 Part Nos. 79 Type | 40
02-04-00509 | International, P.O.BOX: 23077
Rochester NY 14522 U.S.A.(716) 271-6060 telex:9 87236
Part name
| Complete assembly Part No. 37626 Index No. | 8
| Pin hinge Part No. 31903 Index No. 4 | 20
| Spring compression Part No. 31904 Index No. 5 | 12
| Screw set 10-32 X ½ Part No. E-4633 Index No. 7 | 72
| Screw HEX Ha 5/16-18 X1 Part No. E-224 Index No. 8 | 20
| Washer split 5/16 Part No. E-218 Index No. 9 | 48
| Screw Soc. HD 10-32 X1 Part No. E-2220 Index No. 12 | 48
02-04-00510 | Equipment : Steam sterilizer parts list for pressure regulator ASS Part No. Index No.
Company address: SYBRON medical products division Part No. Index No.
International, P.O.BOX: 23077 Rochester NY 14522 U.S.A.(716) 271-6060 telex:9 87236 Part No. Index No.
| Complete Part No. 37564 Index No. -Does not exist | 60
| Bellows Assy Part No. 34621 Index No. 7 | 24
| Plunger Assy Part No. 35606 Index No. 8 | 24
| Washer pin Part No. 35613 Index No. 13 | 20
| Spacer Part No. 35617 Index No. 19 | 20
02-04-00511 | Equipment : Shut off valve assembly Company address: SYBRON medical products division International, P.O.BOX: 23077 Rochester NY 14522 U.S.A.(716) 271-6060 telex:9 87236
| Complete assembly type:46657 | 10
| Valve globe 1/2 Type:7648 | 10
02-04-00512 | Equipment : Transformers control box assembly
Company address: SYBRON medical products division International, P.O.BOX: 23077 Rochester NY 14522 U.S.A.(716) 271-6060 telex:9 87236
| Complete assembly | 8
02-04-00513 | Equipment Steam sterilizer castle 3010 body & fraem Assy
Company address: SYBRON medical products division International, P.O.BOX: 23077 Rochester NY 14522 U.S.A.(716) 271-6060 telex:9
| Trap pocket Type:7181 Index 3 | 40
| Disc filter Type:13275 Index 6 | 60
| NUT 1-14 Type:13277 Index 8 | 60
| NUT HEX 3/8-16 Type:E-5191 Index 12 | 60
| NUT HEX 1-8 Type:E-4774 Index 24 | 60
| Bolet HEX HD 1X8X8 Type:E-4775 Index 25 | 40
| Screw CAP HEX HD 3/8-16X2 Type:E-4864 Index 28 | 24
02-04-00514 | Equipment : Castle 3010 Steam sterilizer diping assy
Company address: SYBRON medical products division International, P.O.BOX: 23077 Rochester NY 14522 U.S.A.(716) 271-6060 telex:9 87236
| Replacement disc Type: 39515Index:- | 20
| Elbow flared 1/2 ODT X ½ MPT Type: 22790Index:103 | 20
| Nut Hex 5/16 -18 Type: E-5545Index:116 | 20
| Trap steam ½ NPT Type: 8079Index:122 | 40
| Valve lift check Type: 19112Index:141 | 20
| Replacement disc Type: 40710Index:- | 20
| Strainer Y ½ NPT Type: 37189Index:159 | 60
| Trap steam 3/8 Type: 8077Index:173 | 40
| Replacement seat bellow & gasket Type: 78090Index:- | 20
| Screw cap 5/16 – 18 X 3/4 Type: E-5112Index:227 | 20
02-04-00515 | Equipment : Steam sterilizer parts for valve mount Assy
Company address: SYBRON medical products division International, P.O.BOX: 23077 Rochester NY 14522 U.S.A.(716) 271-6060 telex:9 87236
| Complete assembly Type:46588 index is missing | 6
02-04-00516 | Equipment : Spaer partes for valve Assy
Company address: SYBRON medical products division International, P.O.BOX: 23077 Rochester NY 14522 U.S.A.(716) 271-6060 telex:9 87236
| ½” valve Type:22647index- | 100
| Sping valve Type:22633index2 | 12
| Carrier valve Type:22628index4 | 12
| Ring valve telefon Type:22626index5 | 24
| Steam valve Type:22639index6 | 24
| “O” ring valve steam packing Type:22630index9 | 200
| Washer “O” ring retaining Type:28433index10 | 200
| Retaining ring truare Type:E-4848index11 | 24
| Retaining ring Type:E-4933index12 | 40
02-04-00517 | Equipment: Steam sterilizer 3010 control end without recorder.
Company address: SYBRON medical products division International, P.O.BOX: 23077 Rochester NY 14522 U.S.A.(716) 271-6060 telex:9 87236
| Haddle pointer type:23545index303 | 4
| Gauge pressure jacket type:37887index345 | 30
| Gauge pressure Chamber type:37888index346 | 30
| Gauge temperature 50 o-300 0F type:39889index348 | 30
| Washer lock type:E-2044index403 | 20
| Nut Hex 5/16 –18 type:E-5545index408 | 24
| Screw cap HD 5/16 –18 type:E-224index410 | 20
| Screw Rd Hd 6-32 X1/8 type:E-4630index421 | 48
| Clip srring type:E-42681index422 | 48
| Screw,Soc Hd Hex 10-24 X 1 3/8 type:E-4629index423 | 48
02-04-00518 | Equipment: Sediment screen .
Company address: SYBRON medical products division International, P.O.BOX: 23077 Rochester NY 14522 U.S.A.(716) 271-6060 telex:9 87236
| Sediment screen Type:3010 | 60
02-04-00519 | Equipment: Jnstrumenk washer sterilizer, castle 3025
Company address: SYBRON medical products division International, P.O.BOX: 23077 Rochester NY 14522 U.S.A.(716) 271-6060 telex:9 87236
| Gauge pressure chamber type:37888index3 | 2
| Gauge temperature 50o –300o F(10-1C)o type:37889index4 | 2
| Switch & cam Assy type:46281index5 | 2
| Switch pressure type:28510index10 | 2
| Timer electric 50 HZ type:46278index13 | 2
| Adaptor type:44631index17 | 2
| Circuit breaker 240 V,5Amp type:38500index23 | 2
| Socket relay 8 pin type:40504index26 | 2
| Switch temp. SPDT type:34295index32 | 2
| Light pilot 120V type:35220index41 | 4
| Panel gauge type:46252index46 | 2
| Couoling 1/8 FPT X ¼ ODT type:23340index94 | 4
02-04-00520 | Equipment: Steam sterilizer 1200 parts list for penthouse assembly.
Company address: SYBRON medical products division International, P.O.BOX: 23077 Rochester NY 14522 U.S.A.(716) 271-6060 telex:9 87236
| Actuator switch Type40337index5 | 8
| Gauge pressure Type40301index8 | 12
| Light pilot red Type40272index9 | 20
| Light pilot white Type40319index10 | 20
| Switch power Type40269index11 | 12
| Thermostat man reset 280o F Type40747index12 | 12
| Fill cover Type33058index14 | 8
| Fill gasket Type33059index15 | 4
| Elbow ¼ OD tube X1/8 FPT Type11529index17 | 8
| Connector line Type13344index23 | 8
02-04-00521 | Equipment: Steam sterilizer 1200 parts list for closure assembly.
Company address: SYBRON medical products division International, P.O.BOX: 23077 Rochester NY 14522 U.S.A.(716) 271-6060 telex:9 87236
| Gasket door type:40330index:2 | 12
| Segment clutch type:40749index:4 | 4
| Pin clutch type:40733index:9 | 4
| Spring door type:40736index:10 | 8
| Bolt door type:40734index:11 | 8
| Disc knob type:40735index:12 | 8
| Screw but Hd Soc ¼-20 X 1/2 type:E-4670index:15 | 6
02-04-00522 | Equipment: Partes list for gasket 1200 Steam .
Company address: SYBRON medical products division International, P.O.BOX: 23077 Rochester NY 14522 U.S.A.(716) 271-6060 telex:9 87236
| Sterilizer fuse 15 Amp type:38286 | 40
02-04-00523 | Equipment: Steam sterilizer castel 1200 parts list for general assembly .
Company address: SYBRON medical products division International, P.O.BOX: 23077 Rochester NY 14522 U.S.A.(716) 271-6060 telex:9 87236
| Tank assy. Water resdruoir type40285index6 | 8
| Tee bleed assy. type40296index9 | 8
| Air release assy. type11666index10 | 8
| Bracket door switch type40724index17 | 8
| Plunger door switch type40725index18 | 8
| Pin hinge type40740index19 | 8
| Value relief 40 PSI ¼ MPT type40263index23 | 8
| Heater strip type40266index25 | 20
| Thermostat fan type40268index26 | 8
| Motor fan type40291index27 | 12
| Blaade fan type40292index28 | 8
| Switch door type40293index29 | 8
| Fuse holder typeB-2173index30 | 24
| Thermostat low water type40326index31 | 8
| Value assembly type33038index35 | 8
| Knob type33049index36 | 8
| Button reset type33031index38 | 8
| Elbow ¼ MPT X 3/8 tube type3705index46 | 20
| Connector ¼ MPT X 3/8 tube type16039index47 | 8
| Fuse 15 amps. type38286index48 | 48
| Terminal block type46064index49 | 12
| Elbow compression ¼” type40277index50 | 8
| Funnel water fill type40329index55 | 4
02-04-00524 | Equipment : Spear part for extractor
Ser.no.:8777
Model : 855
Company address : American laundry machinaary I.VC-505 section avenue cincinnati chie 45212 U.S.A. 513-731-5500
| 2.30 MMOD pully C’ section,single groove,sub 2400-350,pully sheaves | 8 | set
| O U B belt,sub:B-66 drive belt | 10
| 10A,120VAC , 1 PH ,10A 1/6 HP,120 VAC 1PH 1/3 HP,140 1HP relay(0.5) | 6
| 1526344 motor 220-360 v/3 PH,50 HZ | 2
14.6/8.5 A,sub: 321503 motor assembly,5HP 350/50/3
| Contactor 41 DA30AG,sub 5431-1 magnetic contactor. | 8
| Double ball bearing | 8
-FS 5610 (federal USA)sub:2400-206
Uper main bearing
| Bush 2400-224 upper clutch bushing | 8
| Micro switch ya-2RL-AL,sub:K-221 | 8
| Timer A44 RC 62-SFMH | 4
02-04-00525 | Equipment : Chiller 200 ton cooling contain (8)compressor each one 25 ton cooling used R22.
Serial no.: 06420101-02,380V,50HZ,31 A cord fan motor :16,coil test pressure:455 pasig.
Company adresse :BETRA-Jordan
| Compressor 25 ton | 40
air cool 3phase , 400V , 31A , 50HZ , R22 , reciprocating copeland ,40HP , chiler model : APX-250 , compressor model : DWM D6-DJ3 4000 - AWM7D
| Filter dryer 1” | 64
| FBW switch ¾” | 10
| Contactor 60A,400 V,3PH,coil voltage 220 V,type:PAC-35 H NO;30751 | 64
| Contactor 75A,400 V,3PH,coil voltage 220 V,type:PAC-50 H NO;30851 | 64
| Over load 24 V | 64
| High low pressure switch R22 | 1600 | kg
| Ref. Gas R22 | 64
| Oil pressure switch R22 | 10
| Micro prosser | 1000 | litter
| Compressor oil 3GS | 64
| Fan motor with its blad | 60
| Over load 58 A | 64
| Contactor 32 A ,type: PAK-12H no 40251 | 64
| Over load 11 A | 64
| Transformer cod: TF 111150,P:15VA,F:50HZ | 8
| Sequencer & step controller | 10
| ABC phase rotation protection 47 TA 32 KZ‎XI | 8
02-04-00526 | EQUBMENT :LEFTS 1800KG
COMPANY NAME: schindler L.T.D lift and electric motor manufactures CH-6030 ebikor-Lucerne Switzerland
Telephone : 041-393131 telegram lift locum
Telex : 78222
| 290250 thrust ball bearing 54410 | 4
| 512729 brass bush | 2
| 538961 rubber buffer 296*60 | 48
| 512727 brass bush | 2
| 582046 brake lining for GBF | 8
| 507674 standard switch EG3 NO feet | 10
| 532358 bearing bush D 58/70*94-5 MM | 4
| 560769 extern motor drner fan MV185-4 380V.50HZ | 4
| 557311 tachog enerator REO 444C 120V,1000RPM | 2
| 547051 CARBON brush 35*4.1 EGD PT2815C | 100
| 544169 drivin belt 15*516*0.7 | 14
| 535838 o-ring 110 3-NBR 70 | 4
| 556912 o-ring 149.2x5.3 | 4
| 544275 switch blook NZM6-63AMP | 20
| 544278 switsh elosk ZM6-63 A | 20
| 291891 comtactor M4 380V 50HZ | 80
| 291900 thermo-trihoer o5 50-62A F. AMY 5PP | 24
| 295958 time leg relay RCY-002 380V,50HZ,2-60SEC | 32
| 502021 double support | 4
| Tranformer tiooof,1000 VA PRIM 400V,SEK. 96V,ID.NR.544.315 BEST-MIT BM K… | 2
| 544337 transformbr tioof 1000BA PRIM-400V SEK 20/23V BEST-MIT BM K.. | 2
| 20029 transformer type UTNG 100VA 3x220/380V/50/60HZ hr 40021 KYPE 0813 | 8
| 544343 trasformer 3T200F 600VA PRIM. 400V SEK. 380V BEST.MIT BM K.. | 2
| 200380 IPH modulator-trafp etem PRIM.UNL:380V 50/60HZ anzapfung UN2:220V | 2
| 535992 rectifier B 125 100-3PT16A 22/5T 96/80V | 28
| 501215 thermral sontact TEL.CPL 0.1-0 2A | 14
| 560833 M.P.R.1-10 50HZ 320-320V | 2
| 290968 MINI contactor MRG62 WO diode BOV-V cont. | 2
| 290966 MIMI contactor MRG-44WO diode 80V-8 cont. | 8
| 176098 contactor MG5 380V | 80
| 540120 COIC for relay 1350 WDG 00.12 L2 280V | 20
| 540166 anghor blate for RA relay | 12
| 541214 contast spring CPLW.RIVET | 200
| 541216 contast plate LW.RIVET | 200
| 175642 contact spring CPL W.RIVET for R1A4 | 100
| 556814 RA relay ROA5 80V 0.12 L2.2 | 16
| 556816 RA relay RI | 16
| 556816 RA relay R2A3 80V 0.12 L2.2 | 36
| 556817 RA relay R3A2 80V 0.12 L2.2 | 36
| 175633 contact plate bent F.NORM closed contact | 100
| 200859 relay J56-12 2000 OWG 0.1 2000 | 36
| 536272 TIME LAG relay MS 48196B 50HZ 115-1655 | 40
| 536273 TIME LAG relay 48/96V 50HZ 1305-33M | 40
| 556928 TIME LAG relay MSV 48/96V 50HZ 11-1658 | 40
| 345543 TIME LAG relay MT. 901.AN 80-1-20 SEC | 40
| 544183 TIME LAG relay 80V 0.1-2 SEC | 20
| 507364 CA switch 47 RACK | 36
| 500320 contact strap | 40
| 537433 pressure spring | 40
| 537657 roller F.roller lever | 40
| 504179 roller lever CPL W. roller | 20
| 503938 impulslse sontact CPL (M.I contact ) | 12
| 507242 contact screws for carbon contacts | 80
| 537332 spring | 80
| 537905 PIN holder CPL | 20
| 537023 spring | 20
| 500033 contact finger | 40
590173 photo cell
| transmittor LP.15-2 | 20
590174 photocell unit
| NG05 110/220V | 40
| 560073 reflector PL50-P | 12
| 547071 LAMP 3V EW for LP 15-2 | 40
| 547757 cooler insert red engraved stop | 20
| 547758 colour insert yellow engraved alarmbeu | 20
| 512386 guid shoe lining | 32
| 524024 ball bearing 6204 | 16
| 512796 roller guide shoe distance wheel | 30
| 506251 shaft limit switch JS12 (STD.lifts) | 10
| 501206 roller W.axle CPL | 20
| 340892 magnetic switch | 4
| 950089 door motor MOKS9-6112 220/380 80V-50/60HZ | 22
| 250797 pot magnet holding brake CPL for QKS 9 | 20
| 251309 brake lining for QKS 9 | 20
| 538244 V-belt 10*6*1400 | 80
| 251062 KTL cable TLF 2*0.75 LG-5000 compl F QKS 9 | 28
| 536103 micro switch B2 SRW B22-A2-F2 | 80
| 544067 micro switch BZ 2AW-822T | 40
| 505721 micro switch CPL B7-SRW-B22-A2-F2 | 80
| 544335 control switch | 28
| 548306 screw plug R1/4ZW gasket Fsinter filter | 24
| 176162 rectifier CPL | 48
| 200028 YFC resistor net work A1 FIB.5 | 18
| 200038 VFM compensation net work F-VFE/AIFIG6 | 24
| 200020 print VGB rectifier A/B*C1FIG.9 | 18
| 200026 VLA current unt A1 FIG 16 | 18
| 200024 VMA modulator A1/FIG.17 | 18
| 200023 VVH DS amplifier A1/CIFIG.24 | 18
| 200022 VRB reference value generatorai FIG.19 | 18
| 290248 thrust.ball bearing 54309 | 10
| 538960 rubber buffr 20.6*45 | 28
| 290249 thrust ball bearing 54310 | 10
| 260167 bush with M.O-ring 159.5*5.7 ZU stempel typ 12.5 | 18
| 640657 pipe unit F.rohr AD35 | 18
| 640658 knife edge ring F.pipe AD35 | 18
| 641229 sinter filter | 18
| 548306 screw plug R1/4ZW gasket F.sinter filter | 24
| 176162 rectifier CPL Type C-AIZ | 48
| 200992 diode 3A 400V | 48
| 250888 contact body CPL QKS9-TRH-LH | 32
| 540834 contact support CPL | 32
| 505404 contact bridge CPL | 32
| 544066 slide smutch 2-POL 8-215-020 | 20
| 290238 resistor 100W 1000HM.SECIV | 20
| 291148 resistor 100W250HM | 20
| 250740 rueckseller KPL-M-GEW.stage | 24
| 250747 rueckseller KPL-M-GEW.stage L-400 ver QKS9-T-RE.A-1100 | 24
| 547572 coupler actuator for QKS9 | 24
| 547573 connect rod CPL F-reset lener QKS9-Z/ZT | 24
| 250710 coupler left hand .W.cont.QKS9-TL | 24
| 250711 coupler ringht hand W.cont QKS9.TR/Z/ZT | 24
| 250712 coupler left hand QKS9-Z/ZT | 24
| 505823 door hanger stringht QKS9/10 | 36
| 505811 door roller hanger off set QKS9-T/ZT right hand | 36
| 507670 standard switch EOG 1.5W.feet | 28
| 538607 micro CT20-A2 | 40
| 131414 carbon brush 16*8*25 qual RE 59W | 80
| 503049 carbon brush 6.4*10*16EG340 | 40
| 535974 lift unit 220V 60HZ F.F1 40 roxx laenge-1200MM | 28
| 536366 fuse car tridge D11 2A 500V | 300
| 536367 fuse cartridge D11 4A 500V | 300
| 536369 fuse cartridge 6A 500V D11 | 350
| 200991 diode 1.2A 1600V | 48
| Flash automatic 96V/50HZ ID.NR.540820 best BEI HR. portmann | 16
| 200371 fine wire fuse FF 1.6A 250V 6.3x32 | 20
| 200372 fine wik fuse FF 1.6A 250V 6.3x32 | 20
| 200044 fuse cartridge 16A 500V SUP fiink | 40
| 200021 VCA stabilizer unit A1/C1 | 18
| 200027 VFB regulator network AI replaces selen-rectifier | 18
| 555504 contractor RJ 12W coil 80V 8000 WDGO 21-2-2 | 40
| 175740 coil A80V | 20
| 175741 coil B80V | 20
| 175741 coil B80V | 20
| 175733 contact support CPL | 20
| 175732 contact bridge CPL | 24
| 580860 powerloadkts 2 | 8
| 580935 prong contact KTSZ | 8
| 580868 rolle lever | 28
| 580885 runner roller long | 24
| 580886 runner roller short | 40
| 232003 roller lever CPL | 40
| 231995 contact body CPL | 24
| 547415 contact bridge | 24
| 215005 magnetic switch | 80
| Transformer for hydrulic lift | 2
| Motor generator 315V 13.5 1440REV/MIN | 2
| Black stainless steel wire rope for lifting the cabina | 300 | meter
| Indication bulb 24V (pin type) | 150
| Indication bulb 130V (pin type) | 150
02-04-00527 | Air handling unit
Carrier international corporation P.O box 4806 surcease N.Y.U.SA13221
| Fan wheel LA-22 ND - 121 | 4
| Shaft 39EA-20-2153 | 4
| Bearing KT-63DZ-112 | 8
| Fan wheel LA-22 ND- 145 | 4
| Shaft 39EA- 25-2153 | 4
| Bearing KT-63DZ-125 | 8
| Fan wheel LA-22 ND- 162 | 2
| Shaft 39EA-30-1153 | 2
| Bearing KT- 63DZ-125 | 4
| Fan wheel LA-22 ND - 197 | 2
| Shaft 39EA-40-2153 | 2
| Bearing KT-63DZ-130 | 2
| Fan wheel LA-22 ND- 212 | 4
| Shaft 39EA- 45-2153 | 4
| Bearing KT-63DZ-150 | 8
| Fan wheel LA-22 ND- 266 | 4
| Shaft 39EA-50-2153 | 4
| Bearing KT- 63DZ-150 | 8
| Fan wheel LA-22 ND- 291 | 2
| Shaft 39EA-60-2153 | 2
| Bearing KT- 63DZ-196 | 8
| Fan wheel LA-22 ND - 323 | 2
| Shaft 39EA-70-2153 | 2
| Bearing KT-63DZ-150 | 8
| Bearing KT-63DZ-162 | 8
| Fan wheel LA-22 ND - 434 | 4
| Shaft 39EA-80-2153 | 4
| Bearing KT-63DZ-150 | 8
| Bearing KT-63DZ-186 | 8
| Fan wheel LA-22 LA - 102 | 4
| Housing LA-22 LA - 013 | 2
| Shaft 39AC-6-1012 | 2
| Bearing KT-66DZ-103 | 8
| Bearing KT-63DZ-102 | 8
| Motor 3-HP-380-2850 | 8
| Motor 7.5-HP-380-1450 | 12
| Motor 10-HP-380-1435 | 6
| Motor 7.5-HP-380-2850 | 6
| Motor 20-HP-380-1450 | 6
| Motor 40-HP-380-1450 | 4
| Motor 30-HP-380-1450 | 4
| Motor 5-HP-380-1425 | 4
| BA 96008/S/S 66 WA /S standard absolute filter size 11" x24"x2" serial no. 1196 penetration < 0.01% | 60
| Absolute air filter size 24"X24"X5 7/8" serial no. 70 60/805 tested at 500 CFM design 4AZ13RIA | 30
| Fresh air filter size 20"X24"X2" | 200
Fresh air filter size 25"X16"X2"
02-04-00528 | EQUIPMENT:CHILLER
| Compressor carrier | 20
MODEL:06EJ 175-960-E
25KW , R22 , 400V , 46A , 25TON
02-04-00529 | Equipment : generator
Engine : cummins
Model : KTL 3067 G2
Engine no.: 33106983
Conf. No. :D283011 DX 02-00
Date of f.g. : 30/6/ 82
| Complete engine with specifications below :water cooled turbocharger inter cooler electronic governer speed 1500 rpm , prime power 1000kva | 2
02-04-00530 | Equipment : air condition
Toshiba- general
| Compressor 2 ton | 550
| Feruon R22 | 170 | bottel
| Thermostat | 178
| Fan motor 2ton | 148
| Fan motor 2 ton (general -westing house) | 74
| Selector switch | 128
02-04-00531 | Equipment :water cooler
Japan- denemark
National - denfas
| Compressor 1/4 HP (Japan- denemark) | 136
| Thermostat (Japan- denemark) | 46
| Feruon R12 (asecon) | 70 | bottel
02-04-00532 | Equipment :Electric heater
Japan - Rousseau
National - sanyo
| Glasses heater (japan) | 40
| Ceramic heater(Japan - Rousseau) | 400
02-04-00533 | Equipment : oil heater
Italy
| Oil heater | 128
02-04-00534 | Equipment : pump 20 HP 4"X4"
Japan
| Ball bearing 6309 - 6307 | 40
| Sheft | 6
02-04-00535 | Equipment : pump 15 HP 4"X4"
Japan
| Ball bearing 6305 | 32
| Shaft | 6
02-04-00536 | Equipment : pump 25 HP 4"X4"
Japan
| Ball bearing 80312 | 36
| Shaft | 4
02-04-00537 | Equipment : generator 250 KVA
Hitzinger
| Self motor | 10
| Dainmo | 10
| Battery charger 24 V | 16
| Main circuit breaker 400 A | 10
| Automatic control panel | 20
| Regulator voltage panel | 20
| Nozzle | 80
| Handing oil pump | 10
| Change over switch | 10
| Radiator | 8
02-04-00538 | Equipment : electric pot
Belgium
| Heater 6 KW | 24
| Heater 12 KW | 24
02-04-00539 | Equipment : generator 1000 KVA
Duets - Germany
| Self motor | 4
| Dainmo | 4
| Battery charger 24 V | 2
| Main circuit breaker 400 A | 4
| Automatic control panel | 4
| Regulator voltage panel | 6
| Radiator | 2
02-04-00540 | Equipment : washing machine
Germany
Wash cater
| Motor | 6
| Heater | 6
| Operating program | 6
02-04-00541 | Equipment : electric dryer
Uniy - wash
| Heater | 240
| Contactor heater | 16
| Motor | 16
| Micro switch | 10
02-04-00542 | Equipment : steam boiler 0.6 ton /hour
York Shelby
| Candle | 12
| Photo cell | 6
| Nozzle | 12
| Safty valve | 4
02-04-00543 | Equipment : food refrigerator
American
| Compressor 3.5 ton (trading) | 8
| Feruon R12 (asecon ) | 10 | bottel
| High-low pressure (trading ) | 8
02-04-00544 | Equipment: refrigerator
| Compressor 1/2 HP (American - General) | 80
| Compressor 1/3 HP (Japan -Denmark , national- denfas ) | 80
| Thermostat (General) | 80
02-04-00545 | Equipment : freezers
| Compressor 1/4 HP (Japan- Denmark , national - denfas) | 150
| Compressor 1/5 HP (Japan- Denmark , national - denfas) | 100
| Thermostat | 80
02-04-00546 | Equipment : heater
Italy
| Heater with automatic 1000 W | 70
| Heater with automatic 2000 W | 70
02-04-00547 | Equipment : fan
National - Sanyo
| Ball bearing | 100
| Regulator fan | 400
02-04-00548 | Equipment :Vertical fan
National - Mitsubishi
| Fan motor | 20
| Fan motor | 20
02-04-00549 | Equipment : Alleviator
Sapeam
| Damper | 24
| Motor | 4
| Break shoes | 24
02-04-00550 | Equipment : cooling towers for operating room
Wise- teknic
| Compressor 4.5 ton | 6
| Motor 10 HP | 6
| Conductor 40 A with over load | 8
| Contactor 100 A | 12
| Circuit breaker 200A | 4
| Contactor 60A | 4
02-04-00551 | Equipment : split unit
Mitsubishi
| Compressor 3 ton | 10
| Compressor 5 ton | 4
02-04-00552 | Equipment : FREEZER
| 1- compressor tecmseh models CAJ2 T12 | 4
R12 220V HZ50
| 2- compressor tecmseh models CAE 4470L | 4
R502 220V HZ50
02-04-00553 | Equipment : COLD STOR
| condensing units modeel - L20010037 | 6
R502 PH3 380 - 420V
02-04-00554 | Equipment : CORPS COLD STOR USA
| open type compressor | 2
type G60 R12
02-04-00555 | Equipment : CORPS COLD STOR GERMANY
| 1-compressor (tecumseh) models TAH 2466A | 2
R12 PH3 380 - 420V
| 2-evaporators fan type | 4
RE350 TKO - 220V - 0.35A RPM 1310
| 3-thermostatic expansion valve (flica) | 4
R12 TYPE Q
TSZ MOP 1/3
| 4-exhaust fan motors | 48
type RM10 - 220V
02-04-00556 | Equipment : COLD STOR
| 1-compressor (tecumseh) models TAH 2466A | 8
R12 PH3 380 - 420V
| 2-exhaust fan | 48
univesal flectric
L4D ser 10V A
UC 3012 - FMO - D
AA2P5083K 220 - 240 V HZ50 0 - 30 - 0.33A
| 3-evaporators fan | 48
UC3026 - FMOD AA IR5253K
220 - 240V 0 - 75A 2700 RPM
02-04-00557 | CORPS COLD STOR U.S.A TRADING AND INVESTMENT
| control - realy | 84
| frion R502 | 98
| timer | 60
| expansion valve | 60
| compressor 7.5ton | 8
| High-low pressure | 8
| High-low pressure L10-40 PSI | 50
H0-400PSI
model p72 (A-1)
| oil pressure | 8
| contactor (40A) | 8
| fan condenser frink lin elect 4301007400 | 20
| evaporator fan | 32
| fan evaporator brink lin motor 8353960150 | 60
| compressor 5.5ton model MRBI-0500-TFO | 20
| oil breaker P45NCA-12 | 40
| timer defrost type precision | 50
| evaporator valv ALCO HFEK RW20 | 30
| oil compressoe 3GS | 100
| discharge filter drier 0.5 ALCO ADK-084 | 60
| suction filter drier( 1") ALCO ASF 75511-VV | 20
| thermostat A19ABC-24C-30- +100Fo | 50
| electric starter 3points-220V-30A | 50
| power fuse 400V | 120
| control fuse 220V | 120
| main switch NP266212-C-30A-600V | 20
| main switch NP266211-A-30A-240V | 20
| alarm horn | 20
| selonoid valve alco 200RB 4F3-T | 20
| selonoid valve alco PCN 025863 | 20
| suction valve | 20
| discharge valve | 20
| control panle | 14
| thermostat-40- +40Co | 14
| discharge vibration eliminator | 20
| suclion vibration eliminator | 20
| evaporator | 20
| condensor | 20
02-04-00558 | FREEZER - SOLOW
| compressor | 4
| compressor 2ton | 4
| compressor 2.5 | 2
| filter dryer | 4
| filter dryer 22 | 2
| fireon R22 | 4
| solder wires | 12
| timer | 2
| contactor | 2
| compressor valve | 2
| filter dryer 503 | 2
| fireon R503 | 66
| starter | 2
| battery 6V | 2
| thermostat | 2
02-04-00559 | MEAT COLD STOR OMEGA-KARLWISE-GERMANY
| compressor 3ton | 4
| compressor 3.5ton | 8
| High-low pressure | 4
| fireon R12 | 4
02-04-00560 | ELEVATOR
capacity 550kh
speed 90m/min
working system
No of stopes (7)
| Complete control bord | 2
02-04-00561 | Chiler hitach
| generator tube | 6600 | tube
| lio H | 1000 | kg
02-04-00562 | Spare parts for operating lights supplied
under pur invoice no.JIM/T-0257/74old-7.5/1974
company name : daikyo medical instruments co.ltd 31-1 hongo 3-chome.bunky -kutokyo japan
postal : PO box 66 hongo bunkyo - kutokyo 113-91 japan
cable :medicalim telephone : 814-5861
telex : 128748 meduim
head office : no. 31-4 hongo 3-chome bunkyo -ku japan
telephone : 813-5541
| safty glass (outer filter glass ) | 18 | pcs
| heat filter glass (inner filter glass) | 18 | pcs
| on -off switch | 8 | pcs
| fuse holder | 8 | pcs
| light intensity regulator knob | 4 | pcs
| anesthesia mirror | 4 | pcs
| sterile handel | 4 | pcs
| spare bulb 24V 40W | 200 | pcs
| transformer 220-24v | 4 | pcs
spare parts for model 3003
| safty glass (outer filter glass ) | 14 | pcs
| heat filter glass (inner filter glass) | 14 | pcs
| on -off switch | 8 | pcs
| fuse holder | 8 | pcs
| light intensity regulator knob | 4 | pcs
| anesthesia mirror | 4 | pcs
| sterile handel | 4 | pcs
| spare bulb 24V | 200 | pcs
| transformer | 4 | pcs
spare parts for model 220
| safty glass (outer filter glass ) | 8 | pcs
| heat filter glass (inner filter glass) | 8 | pcs
| on -off switch | 4 | pcs
| fuse holder | 4 | pcs
| light intensity regulator knob | 4 | pcs
| sterile handel | 4 | pcs
| spare bulb 24V | 200 | pcs
| transformer | 4 | pcs
| casotrs | 8 | pcs
spare parts for model 8000
| safty glass (outer filter glass ) | 8 | pcs
| heat filter glass (inner filter glass) | 4 | pcs
| glass refleder | 4 | pcs
| transformer | 4 | pcs
| on -off switch | 4 | pcs
| fuse holder | 8 | pcs
| casotrs | 8 | pcs
| stopper screw | 4 | pcs
| spare bulb | 20 | pcs
02-04-00563 | Equipment : Air condition 2 ton
| compressor (Different Type) | 100
| fan ( different type) | 100
| Thermostat ( different type) | 120
| -compressor 3 ton | 10
| - compressor 1.5 ton | 100
02-04-00564 | EQUIPMENT: MOTOR CONTROL FOR COOLING TOWER
COMPANY/MANUFACTURER: square- D company USA
QUANTITY: 5
SADDAM MEDICAL CITY
| Replacement motor starter / protection, | 10
Reduced voltage solidv state starter,combination enclosed controller with circuit breaker with shorting contacter,
For 187 Kw motor ,380 VAC.,3 ph,50 Hz,
Inclosed , for variable srarting current and time
| As above but for 340 Kw pump moto | 12
| As above but for 224 Kw pump moto | 8
| As above but for 265 Kw pump motor | 20
02-04-00565 | EQUIPMENT: FIRE ALARM SYSTEM
MODEL: ALPHA, DELTA 1000 - W1003
COMPANY/ MANUFACTURER: HONEYWELL
SADDAM MEDICAL CITY
| System rebuild and update of central stations and zones | 2 | Lot
Detectors, supply new system making use of existing wiring and as much as possible of parts to minimize cost. Work covers 11 hospital buildings of 2000 -Bed complex.
Bidders should send their specialists to make a site visit to evaluate and propose a detailed offer.
02-04-00566 | EQUIPMENT: DIESEL GENERTOR
COMPANY/ MANUFACTURER: SIEMENS AG KHD
QUANTITY: 2
SADDAM MEDICAL CITY
| RADIATOR COOL UNIT 15 Kw , 380V , 50HZ GEA, 320 , 107 , 3601 | 16
| ENGINE HEATER 12,1KW , 380V , 50 HZ JKL 7301, 12,802, 0232, E1 , 1 | 4
| COOLING WATER PUMP 11KW , 380V , 50HZ EDUR, NUB 700G , 165L | 4
| PRE LUBRICAICATION PUMP 1.9KW , 380V , 50HZ JKL41, 380, 3L , L , VWG- MZ , 14 | 4
| PRESSURE MONITOR FOR LUBE OIL 307DC10 .4A 126, 2990KZ8742-32 | 4
| LEVEL MONITOR FOR LUBE OIL PAN 40VD/1A 204, 7993KZ 099- 48 | 4
| PRESSURE MONITOR FOR LUBE OIL 30VAC10 , 1A 126 2989 KZ 8742-32 | 4
| TEMPERATURE SENSOR FOR LUBE OIL 126 2492 KZ 8942- 15 | 4
| ELECTROMAGNET ‘’ EMERGENCY STOP ‘’ 24VDC , 48W 212 7648 ECE178- 17 | 4
| STARTING , SOLENOID VALVE 3/2 WAY VALVE 24VDC , 0 ,83A 2076684 KZ 0199- 35 | 4
| MOTOR SPEED CONTROL 220V , 0.08A 2127465 EZ 0178- 27 | 4
| ELECTROMAGNET ‘’ STOP ‘’ 24VDC, 0.25A 2127456 EZ 0178 -27 | 4
| TACHO- GENERATOR 1173290 KZ 8942-25 | 4
| SPEED INDICATOR 1263232 KZ 8742- 25 | 4
| START AIR COMPRESSOR 4KW, 380V 50 HZ SAUER U.SOHN W193L – 100 | 8
| PRESSURE SWITCH SIEMENS 6KCZ | 8
| MAGETIC VALVE JUNCUMATIC V201- F | 8
| PRESSURE FAILURE SIEMNS 6KCZ | 8
02-04-00567 | Equipment: High voltage switch Gear
Company/Manufacturer: Siemens- Germany
Quantity: 14
saddam Medical City
| Vacuum circuit Breaker 12kv , 25 630A 3AF1741-4EH40-8BA2 | 12
| Operating Machine –Eke Motor Drive 110v DC | 24
| Tripping Relay Set 110V DC 7VH1604 | 40
| Theorem-Delay oversold Relay , 3-Pole 3UC3860-1C | 12
| Alarm Relay 7PG2460-3EBO | 40
| Glow Lamp 220, Clear BA 95 35x1701 | 200
| Inland-Lamp BA95, 110-130V 2.5W 35x 1731 | 200
02-04-00568 | LIGHTING , ELECTRICAL PARTS
BUS BARS
MANUFACTURER / SQUARE – D COMPANY
SADDAM MEDICAL CITY
| BUSWAY FEEDER 277/480 VOLT, 3P4W SYSTEM OF-525G-TRA | 4
| OF-525G-CONNTRA | 4
| OF-525G-38LFS18B20 | 4
| OF-525G-38LES19B19 | 4
| OF-525G-101 | 4
| OF-525GLEM8 (AJG SL) | 12
| OF-525G-10 | 20
| OF-525G-33 | 8
| OF-525G-37 | 4
| OF-525G-50 | 4
| OF-525G-LFM15 (AJCSL) | 4
| OF-525G-22 | 4
| OF-525G-FEMB9 | 4
| OF-513G-30 | 10
| OF-513G-6 | 10
| OF-513G-29 | 10
| OF-513G-18 | 10
| OF-513G-19 | 10
| OF-516G-RBA | 4
| CIRCUIT BREAKER 277/480V, 3P4W PBLA36400,GN | 10
02-04-00569 | COLD STORES parts for
MANUFACTURER; PREST COLD OR EQUIVALENT ENGLAND
SADDAM MEDICAL CITY
| AIR- COOLED CONDENSING UNIT MALS 300-B2-75 | 10
| AIR-COOLED CONDENSING UNIT MALQ 200-B1-75 | 10
| AIR-COOLED CONDENSING UNIT MAKP 150-B1-75 | 10
| AIR-COOLED CONDENSING UNIT MAKM 75-A1-38 | 18
| AIR-COOLED CONDENSING UNIT MALQ- 200-B1-75 | 10
| AIR-COOLED CONDENSING UNIT MAKN-100-A2-38 | 6
| COMPRESSOR DWM-COPELAND DKMB-50 | 4
| COMPRESSOR DWM-COPELAND DKJ-75 | 16
| C0MPRESSOR DWM-COPELAND DLEG-401 | 4
| COMPRESSOR DWM-COPELAND DLFB-201 | 20
| COMPRESSOR DWM-COPELAND DKL-150 | 8
| COMPRESSOR DWM-COPELAND DLL-301 | 4
| FILTER DRIER ADK-163 | 200
| FILTER DRIER ADK-164 | 400
| EXPANSION VALVE, EXTERN-EQUALIZED TCE 4RW | 8
| EXPANSION VALVE, EXTERN-EQUALIZED TCE 5RW | 8
| EXPANSION VALVE, EXTERN-EQUALIZED TCE 3RW | 8
| EXPANSION VALVE, EXTERN-EQUALIZED TCE IFW | 8
| EXPANSION VALVE, EXTERN-EQUALIZED TCE 3FW | 8
| EXPANSION VALVE, EXTERN-EQUALIZED TCE 2FW | 8
| HIGH/LOW PRESSURE SWITCH | 24
| SOLINOID VALVE 12 | 10
| SOLINOID VALVE 10 | 10
| ROOM THERMOSTAT FFL-114-3 | 40
| CONDENSER FAN COMPLETE RCN1-6 | 60
| CONDENSER FAN COMPLETE CEV14-15 | 60
| EVAPORATOR FAN COMPLETE ARBT 14 | 80
| EVAPORATOR FAN COMPLETE AP 5 | 80
SERVICE STATION (FSV 101)
| EVACUATING AND CHARGING STATION WITH VACC. PUMP, CHARGING CYLINDER, MANIFOLD, VACC. AND PRESS GUAGES | 8
| VACUUM PUMP 16 CBM/HR, 220V-1-50 COMPLETE WITH MOTOR, BASE, HANDLE | 16
| VACUUM PUM 6 CBM/HR, 220V-1-50 RESISTENT TO LITHIUM BROMIDE | 4
| CHARGING MANIFOLD | 20
| SOLDERUNG PISTOL 100W | 30
| FLARING TOOL SET UPTO 5/8 IN | 30
| TUBE CUTTER 6-22 MM | 30
| CLAMP METER AMP, OHMS, VOLTS MEASURMENT | 30
| DIGITAL- A-V-O METER | 30
02-04-00570 | ELECTRIC WATER COOLERS ,
MODEL ; EP8F
MANUFACTURER;
WATER COOLERS LTD 56, TANNERS DRIVE
SADDAM MEDICAL CITY
| EBCO WATER COOLER COMPLT EP8F | 300
| VALVE 23546 | 20
| CONDESNER 26757 | 200
| BLADE, FAN 124033 | 240
| MOTOR, FAN 16490 | 200
| CONTROL, COLD 20319 | 300
| HEAT EXCHANGER 25624 | 300
| COMPRESSOR ASSEMBLY 17980 | 300
| GASKET 8983 | 300
| WASHER-FRICTION 9281 | 300
| SCREW, VALVE SPUD 17335 | 300
| GASKET (UNDER TOP) 10545 | 300
| STRAINER – BRONZE 24435 | 300
| GASKET- WASTE 11416 | 300
| TAIL PIECE, WASTE 25862 | 300
| FITTING, MALE FLARE 7317 | 100
02-04-00571 | MEDICAL AIR COMPRESSOR , 380 V/3PH/50HZ
Complete with receiver tank
SADDAM MEDICAL CITY
| MOTOR/COMPRESSOR UNIT COMPLETE FULL AUTOMATIC OPERATION 10800 L/M, 12 BAR, 45KW, | 6
| MOTOR/COMPRESSOR UNIT COMPLETE FULL AUTOMATIC OPERATION 4000 L/M, 12 BAR, 37KW, | 4
| MOTOR/COMPRESSOR UNIT COMPLETE FULL AUTOMATIC OPERATION 2300 L/M, 12 BAR, 21KW, | 4
| AUTOMATIC DUAL COMPRESSOR ASSEMBLIES 520 L/MIN, 8 BAR, 2 X 2.2KW | 6
| AUTOMATIC DUAL COMPRESSOR ASSEMBLIES 2120 L/MIN, 8 BAR, 2 X 11KW | 4
| AUTOMATIC DUAL COMPRESSOR ASSEMBLIES 4600 L/MIN, 12 BAR, 2 X 21KW | 4
| high PRESSURE AIR COMPRESSOR 40 BAR, 11KW | 8
02-04-00572 | Central Laundry Machine
WASHING MACHINE NO. :81-111-55500
TYPE : TW A10 NR181
MEMBRAN PRESS MACHINE NO. 67.120
TYPE : 831.01
MANUFACTURE : ENGELHARDT & FORSTER
SADDAM MEDICAL CITY
| WASHING LIQUID PUMP 5-653-213205.2 | 8
| HIGH PRESSURE PUMP SA05/02 28587.4 | 8
| MICROSWITCH WITH ROLLER ¾” 50HZ 9-468-1524656 | 40
| FOOT MOUNTED MOTOR 7.5KW, 3000 RPM 32282.6 | 2
| COUPLING HIGH PRESSURE PUMP MOTOR 29957.8 | 2
| VOLUME PUM AKHA 6101 28593.2 | 4
| FOOT MOUNTED MOTOR 7.5KW, 1500 RPM 32283.4 | 2
| COUPLING VOLUME PUMP MOTOR 29956 | 2
| GEAR MOTOR 0.75KW, 50HZ, 40 RPM 29955.2 | 2
| GEAR MOTOR 0.75KW, 50HZ, 48 RPM 299636 | 2
| RUBBER PROSESSOR 30492.3 | 12
| PROGRAMME PROSESSOR FOR TRANS EF 2-014-2886073 | 2
| 3 PHASE AC MOTOR, 1.5KW, 1000 RPM 9-651-1556800 | 6
| V-BELT 6-816-0039357 | 60
| PIPE HIGH PRESSURE PUMP- VALVE 30726.4 | 4
SOLINOID VALVE WATER 0.5-10 ATU
| R ½” , 24VINW10 28600.5 | 4
| SOLINOID VALVE WATER 0.5-16 ATU, R ½” 29763.6 | 4
| MAGNETIC LIMIT SWITCH 35135.3 | 40
LIMIT SWITCH FOR CLUTCH SIGNAL
| (ROLLER LEVER ZC2-SY11) 29914.9 | 8
| LIMIT SWITCH (BELOW) AT 11-S-J 28490.1 | 8
| SOLINOID VALVE 24V, 50HZ, NW12 29942 | 16
| SCREWING WE8 R 1/8” 35276.5 | 20
| SCREWING WE8 ¼” 35288.8 | 24
| SCREWING TE8 R ¼” 35289.8 | 8
| REFRIGERANT R-134A,IN CYLINDERS OF 60 OR 100 KG | 10000 | kg
| REFRIGERANT OIL TYP-K FOR 134A REFRIGERANT | 800 | lt
02-04-00573 | DRYING MACHINE
MACHINE NO.: 28.962
TYPE : 253.15D , 1982
ENGLEHARDT & FORSTER WEST GERMANY 4
SADDAM MEDICAL CITY/
| FLANGED MOTOR 26540.5 | 4
11KW, B5 V1, G160M, 1500 RPM
| FLANGED MOTOR, 2.2KW, 220/380V 24347.7 | 2
| TIME RELAY SCHILEICHER 10 SEC. | 16
| RELAY 220 VOLT 11 PIN | 40
| GEAR MOTOR 380V, 50HZ, 2.2KW 35014 | 2
| MOTOR PROTECTIVE SWITCH PKZMO-6 35027.2 | 4
| MOTOR PROTECTIVE SWITCH PKZMO-2.4 35235.3 | 8
| TIME RELAY KZTH11, 10SEC 33217.1 | 20
| TIME RELAY KZTH11, 30SEC 33179.3 | 20
| TIME RELAY KZTH11, 100SEC 33180.1 | 20
| TIME RELAY TESCH VS 30PL 125 22556.5 | 10
| CONTACTOR DILOA-22 29788.7 | 30
| CONTACTOR DILOO-52 23294.2 | 20
| SWITCH AT-3-11-S/J/DR 29895 | 12
| END SWITCH AT-11-S/I 28490.1 | 10
02-04-00574 | HIGH VOLTAGE SWITCH GEAR
MANUFACTURE : SIEMENS – GERMENY
SADDAM MEDICAL CITY
| VACUUM CIRCUIT BREAKER 12KV, 25KA, 630A 3AF1741-4EH40-8BA2 | 12
| VACUUM CIRCUIT BREAKER 12KV, 25KA, 630A 3AF1741-4EH40-6BA2 | 12
OPERATING MECHAN-EK MOTOR DRIVE
| 110V DC | 24
| TRIPPING RELAY SET 110V DC 7VH1604 | 40
| THERM-DELAY OVERLOAD RELAY, 3-POLE 3UC3860-1C | 12
| ALARM RELAY 7PG2460-3EB0 | 40
| GLOW LAMP 220, CLEAR BA 95 35X1701 | 200
| INCAND-LAMP BA95 , 110-130V, 2.5W 35X1731 | 200
02-04-00575 | Equipment: nourishment station
Model: NIM – 984
Company / manufacturer: market forge / Mississauga Ontario CANADA
Quantity: 57
Site:saddam medical city
| Standard ice maker 45-1858 | 40
water reservoir ten- 3178
| Ice maker ten-4300 | 20
| Motor ten-5262 | 40
| Heavy demand ice maker 45-1952 | 40
| Ice maker assembly ten-4291 | 20
| Thermal state- ice bin level ten-6538 | 40
| Indicator knob ten-4486 | 40
| Control low pressure cut out ten-6540 | 20
| Capacitor ice dispenser motor ten5954 | 40
| Diffusion panel (upper) ten-4495 | 30
| Diffusion panel (lower) ten-4496 | 30
| Ballast (upper) ten-5257 | 20
| Ballast (lower) ten-4497 | 20
| Microwave oven (optional unit) ten-5956 | 50
| 240 hot plate ten-5270 | 50
| Compressor –condenser unit ten-6541 | 50
| Evaporator ten-6539 | 50
| Capillary tube ten-6537 | 30
| Refrigeration temp. control ten-6542 | 20
| Klaxon over load relay ten-6980 | 40
| Deforest timer ten-6680 | 40
| Start relay ten-6981 | 20
| Thermal eye switch front ten-5275 | 40
| 7- position heat switch rear ten-5279 | 40
| Adapter ten-6869 | 40
02-04-00576 | Equipment: nourishment station
Model: NIM 972
Quantity: 20
Company / manufacturer: market forge CANADA
saddam Medical city
| Ice maker assembly 45-800 | 20
| Gear motor and ice maker 10-6 559 | 10
| Water reservoir 10-4 296 | 30
| Pilot light assembly 45-5775 | 60
| Control low pressure cut out 10-6 540 | 20
| Capacitor ice dispenser motor 10-5 959 | 20
| Main Contactor relay 10-6 552 | 20
| Position heat switch front 10-5-279 | 20
| Thermal eye switch rear 10-5 275 | 20
| Adapter 10-6 869 | 20
| Compressor condenser unit 10-5 979 | 40
| Evaporator 10-3 113 | 20
| Capillary tube 10-5 977 | 20
| Refrigeration temp control 10-5 524 | 20
| Killeen over load relay 10-5 413 | 40
| Start relay 10-5 919 | 40
02-04-00577 | Equipment: motors (380V 3PH 50 HZ squirrel cage induction motor ) splash proof,Ip 55 class-f
Company / manufacturer: any European
Quantity: as below
SADDAM MEDICAL CITY
kW RPM
| 30 1480 | 18
| 22 1480 | 6
| 4 2900 | 6
| 5.5 2900 | 6
| 11 2900 | 10
| 7.5 1480 | 12
| 9 2900 | 8
| 55 1500 | 8
| 11 1480 | 12
| 7.5 2900 | 8
| 3.7 1480 | 16
| 5.5 1480 | 10
| 15 3000 | 6
| 37 1500 | 10
| 18.5 1500 | 10
| 15 1500 | 6
| 75 1480 | 4
| 90 1480 | 4
| 0.25 1500 | 50
| 0.55 1500 | 6
| 187 1480 | 10
| 2.2/1.1 2845/1445 two speed | 30
02-04-00578 | Equipment: bearing for fans, motors and pumps motors
Company / manufacturer: SKF FAG SNR
Quantity: as below
Site: saddam medical city
| Ball bearing 2306 KC3 | 40
| Ball bearing 2307 KC 3 | 40
| Ball bearing 2308 KC3 | 40
| Ball bearing 2309 KC3 | 40
| Ball bearing 2312 KC 3 | 40
| Ball bearing 2313 KC3 | 30
| Ball bearing 2315 KC3 | 30
| Ball bearing 6205 | 20
| Ball bearing 6206 | 20
| Ball bearing 6207 | 20
| Ball bearing 7312 B | 20
| Ball bearing 2317 K | 20
| Ball bearing 2208 | 20
| Ball bearing 6312ZZ | 20
| Ball bearing 2230 Z | 10
| Ball bearing 6309 Z | 30
| Ball bearing 6307 Z | 10
| Ball bearing 6206 ZZ | 10
| Ball bearing 6203ZZ | 10
| Ball bearing 2210 K | 10
| Ball bearing 1208 K | 10
| Ball bearing 6312 C3 | 20
| Ball bearing 63 H | 10
| Ball bearing 6314 –ZRS | 20
| Ball bearing 22309Z | 20
| Ball bearing 2602 –ZR | 10
| Ball bearing 6302 ZZ | 20
| Bush H 306 | 40
| Bush H 307 | 40
| Bush H 308 | 40
| Bush H 309 | 40
| Bush H 312 | 40
| Bush H 313 | 30
| Bush H 315 | 30
| Bracket SN 607 | 20
| Bracket SN 608 | 20
| Bracket SN 613 | 20
| Bracket SN 615 | 20
| Bracket P 205 | 20
| Bracket P 207 | 20
| Bracket P 213 | 20
| Bracket 209S | 20
| Bracket 310 B | 20
| Bracket 19M | 20
| Bracket 806 | 20
| Spherical roller bearing with bracket GN 215 KBP B | 20
| Spherical roller bearing with bracket GN 207 KRPB | 50
02-04-00579 | BED HEAD UNIT
MANUFACTURER / SQUARE – D COMPANY
SADDAM MEDICAL CITY
| PATIENT LIGHT LENS, 30 W SWITCH A-43116-007-02 | 6000
| BED BUMPER NIGHT LIGHT BULBS GE # 25T 10250V | 6000
| EXAM LIGHT BULB, 12V, 20W SUNNEX # 1220 | 3000
| 20 AMP, 2-POLE PRIMARY BREAKER QIL-220 | 100
| 20 AMP, 2-POLE SECONDARY BREAKER QO-220 | 100
| DIMMER SWITCH 220V/ 50HZ ATMOS # LC62-220/50 | 40
| CLOCK/ FOHOYS; EOYJ NSYYRTU MTC-32B | 1000
| FUSE FOR CLOCK OR LIM 3AGC, 1/4A, 250V 43199-004-07 | 1000
| FUSE FOR EXAM LIGHT BUSS GLR-2 | 1000
02-04-00580 | Equipment : Generator Set 1000 KVA
manuFACTURER /DALE/ENGLAND
TYPE:MF1100/DOLM
PLANT NBR: 48575
SADDAM Medical city
| Starter motor | 4
| Start contactor | 4
| Run solenoid | 4
| Temperature gage | 4
| Pressure gage | 4
| Speed Probe | 4
| Battery | 8
| Battery Box | 2
| Electric fuel pump, floor bracket | 2
| Hand fuel pump, wall bracket | 2
| Pump starter | 2
| Speed governor assembly | 2
| Electronic speed controller | 2
| Fuel filter | 2 | set
| Oil filter | 2 | set
| Under voltage detector | 2
| Over voltage detector | 2
| Battery charger UCH | 2
| Speed unit US | 4
| Control unit UCL | 2
| Start delay and mains return relay, TWO | 2
| Charge failure timer , TCF | 2
| Charge failure unit UCF | 2
| Earth fault relay | 2
| Ammeter | 2
| Voltmeter | 2
| Battery ammeter | 2
| Battery voltmeter | 2
| Frequency meter | 4
| Indicator lamps | 20
| Current relay | 2
| Hours run meter | 2
02-04-00581 | V-BELTS FOR FANS
saddam Medical city
| v-belt 92b | 200
| v-belt 96b | 400
| v-belt 120 b | 400
| v-belt 128 b | 300
| v-belt 144 b | 300
| v-belt 163b | 100
| v-belt 39b | 100
| v-belt 173b | 100
| v-belt 49b | 100
| v-belt 158b | 100
| v-belt 78b | 100
| v-belt 112b | 100
| v-belt 45b | 100
| v-belt 85b | 100
| v-belt 130b | 100
| v-belt 180c | 100
| v-belt 166c | 100
| v-belt 158c | 100
| v-belt 925*9.5 | 100
| v-belt 1200*13 | 100
| v-belt 1500*17 | 100
| v-belt 1150*17 | 100
| v-belt 1525*13 | 100
| v-belt 1250*17 | 100
| v-belt 1450*17 | 100
| v-belt 1350*17 | 100
| v-belt 2400*17 | 200
| v-belt 1500spz | 100
| v-belt 1600spz | 100
| v-belt 900spz | 100
| v-belt 1600spa | 100
| v-belt 1700spa | 100
| v-belt 1800spa | 100
| v-belt 1200*9.5 | 100
| v-belt 1800*17 | 100
| v-belt 2430*17 | 100
| v-belt 2280*17 | 100
| v-belt 1600*17 | 100
| v-belt 136b | 100
| v-belt 89b | 100
| 725*9.5 | 100
| 725*9.5 | 60
| 1050*9.5 | 60
| 1090*9.5 | 60
| 1100*9.5 | 100
| 1125*9.5 | 40
| 1200*9.5 | 100
| 1250*9.5 | 60
| 1400*9.5 | 60
| 800*10 | 60
| 1900*10 | 60
| 1750*12.5 | 60
| 1800*12.5 | 60
| 1300*13 | 100
| 1350*13 | 100
| 1400*13 | 100
| 1450*13 | 100
| 1500*13 | 100
| 1600*13 | 60
| 1825*13 | 60
| 1040*17 | 60
| 1150*17 | 60
| 1250*17 | 60
| 1350*17 | 60
| 1400*17 | 100
| 1450*17 | 100
| 1500*17 | 100
| 1600*17 | 100
| 1750*17 | 60
| 1800*17 | 100
| 1900*17 | 60
| 1950*17 | 60
| 2070*17 | 60
| 2120*17 | 40
| 2210*17 | 40
| 2250*17 | 60
| 2280*17 | 20
| 2300*17 | 60
| 2360*17 | 60
| 2400*17 | 60
| 2775*17 | 40
| 63B | 100
| 85B | 100
| 89B | 60
| 91B | 60
| 96B | 200
| 120B | 200
| 128B | 100
| 130B | 100
| 136B | 200
| 144B | 100
| 163B | 100
| 150C | 100
| 158C | 200
| 166C | 100
| 180C | 100
| 2350*22 | 60
| 2500*22 | 60
| 1000LA | 60
| 1125*12.5LA | 60
02-04-00582 | Bearing for fans, motors and pumps motors
Company / manufacturer: SKF, FAG, and SNR.
Saddam Medical city
| Ball bearing 2306 KC3 | 100
| Ball bearing 2307 KC 3 | 100
| Ball bearing 2308 KC3 | 100
| Ball bearing 2309 KC3 | 100
| Ball bearing 2312 KC 3 | 100
| Ball bearing 2313 KC3 | 100
| Ball bearing 2315 KC3 | 100
| Ball bearing 6205 | 100
| Ball bearing 6206 | 100
| Ball bearing 6207 | 100
| Ball bearing 7312 B | 100
| Ball bearing 2317 K | 100
| Ball bearing 2208 | 100
| Ball bearing 6312ZZ | 100
| Ball bearing 2230 Z | 40
| Ball bearing 6309 Z | 60
| Ball bearing 6307 Z | 60
| Ball bearing 6206 ZZ | 40
| Ball bearing 6203ZZ | 40
| Ball bearing 2210 K | 40
| Ball bearing 1208 K | 40
| Ball bearing 6312 C3 | 60
| Ball bearing 63 H | 40
| Ball bearing 6314 –ZRS | 60
| Ball bearing 22309Z | 40
| Ball bearing 2602 –ZR | 40
| Ball bearing 6302 ZZ | 60
| Bush H 306 | 40
| Bush H 307 | 40
| Bush H 308 | 40
| Bush H 309 | 40
| Bush H 312 | 40
| Bush H 313 | 30
| Bush H 315 | 30
| Bracket SN 607 | 40
| Bracket SN 608 | 40
| Bracket SN 613 | 40
| Bracket SN 615 | 40
| Bracket P 205 | 100
| Bracket P 207 | 100
| Bracket P 213 | 100
| Bracket 209S | 100
| Bracket 310 B | 100
| Bracket 19M | 100
| Bracket 806 | 40
| Spherical roller bearing with bracket GN 215 KBP B | 20
| Spherical roller bearing with bracket GN 207 KRPB | 50
02-04-00583 | EQPMENT: DIMMING LIGHTING
MODEL : ES 6090 SERIES
COMPANY / MANUFACTURER : ES 6090 SERIES
QUANTITY : 99
SADDAM MEDICAL CITY
| DIMMER MODULE ES6259 | 140
| DIMMER MODI;E ES6459 | 200
| DOUBEL POLE 15 AMP, MCB | 300
| SINGLE POLE 15 AMP., MCB | 300
| PUSE 20 AMP. | 300
| FUSE 5 AMP | 100
| DOUBLE POLE ISOLATOR 100 AMP | 50
| TP & N ISOLATOR 120 AMP. | 50
| CLOCK | 200
02-04-00584 | REAGENTS FOR WATER ANALYSES
SADDAM MEDICAL CITY
| Iodine (I2) powder | 10 | kg
| Potasium iodide (KI) powder | 10 | kg
| Acetic acid ( CH3COOH)solution | 20 | litter
| Strach – powder | 10 | kg
| Potasium hydroxide- powder | 10 | kg
| Ammonium molybdate MONH4 | 10 | kg
| Hydroqivion – powder | 10 | kg
| Sulphoric acid H2SO4- solution | 20 | litter
| Potasium carbonate powder- K2CO3 | 10 | kg
| Methyl orange- solution | 20 | litter
| Methanol alcohol | 20 | litter
| Ethanol alcohol | 20 | litter
| Phenole phtaline | 10 | kg
| Sodiumthiosulfite | 10 | kg
| Ethylene diaminetetra actic acid | 10 | kg
| Super black powde | 10 | kg
| Ph test paper (5-8) | 500 | roll
| PH test paper (10-12) | 500 | roll
| PH test paper (1-11) | 500 | roll
| Digital ph-meter | 10
| digital conductivity-meter | 10
| chimical dosing pump,variable vollume ,variable speed complete with polyth.1000 lt tank,motor mixer control box, tubings | 20
| Portable water chemical analyses kit: for,hardness,conductivity,ph, | 10
| Sulphite,phosphite,chlor,iron , | 50 | ton,in 60KG cylinders
| With sufficient solutions and indicators for 1000 tests | 5 | ton,in 60KG cylinders
02-04-00585 | Frion
| R-12 | 100 | ton, in 120KG cylinders
| R22 | 40 | ton, in 120KG cylinders
| R-502 | 10 | ton, in 120KG cylinders
02-04-00586 | Germicidal lamp for operating theator AHU
| 1-Germicidal lamp (complete) | 800
uitra violrt lamp T.U.V
220V 50HZ 0.36A 30W 83W/cm^2
| 2-ultra violet lamp only | 1600
| 3-choke | 200
| 4-tube holder | 200
| 5-starter | 200
02-04-00587 | Equipment:bearing for pumps , motors and fans
Model: Different
Company/manufacturer: European
Site:saddam Medical city/
| Ball Bearing 6202 zz | 80
| Ball Bearing 6203zz | 120
| Ball Bearing 6204zz | 80
| Ball Bearing 6205zz | 160
| Ball Bearing 6206zz | 240
| Ball Bearing 6207zz | 280
| Ball Bearing 6208zz | 400
| Ball Bearing 6209zz | 80
| Ball Bearing 6212 | 300
| Ball Bearing 6213 | 40
| Roller Bearing NU213 | 40
| Ball Berating 6215 | 40
| Roller bearing NU215 | 40
| Ball Bearing 6218 | 40
02-04-00588 | equipment : generator
company name : cummins
type : 165/7
serial 80042457
kv/kw 750/600
volt 380/220
3 ph-50hz-1500rpm
switch board sace-bergamo
| 1600A | 30
| 160A | 50
| 250A | 50
02-04-00589 | equipment : air handling units
type cim 60 DS
ercolemarelli-aeraulica
| motor 5 kw | 20
| motor 4 kw | 20
| motor 3 kw | 20
| motor 1.5 kw | 20
| threeway valve | 64
| serbase and coil for coold water for 200m X78cm tipo-type cim 130 DS | 4 | for each
| serbase and coil for coold water for tipo-type CIM 80 DS 154X60cm | 12 | for each
| serbase and coil for coold water for type CIM 100 DS 146x70m | 10 | for each
| serbase and coil for coold water for type CIM 60 DS | 16 | for each
| serbase and coil for coold water for type CIM 40 DS | 4 | for each
| serbase and coil for coold water for type CIM 40 DS (95x50) | 6 | for each
| serbase and coil for coold water for type CIM 30 DS | 2 | for each
| serbase and coil for coold water for type CIM 220 DS | 6 | for each
02-04-00590 | Supply the following system for chiller of general hospital
| 1-transformer 1000KVA | 44
| 2-L.T. circuit breaker with all its accessoris and must be coupled together with its panel , the rating of C.B should be suitable for the capacity of the transformer and current of chiller as described bellow | 60
| 3-circuit beraker on the main board control with its panel | 90
4-all the conncetion cable and terminal
5-all the system must be installer by the supplier with one year warranty and two year maintenance afteirs period of warranty
6-spare part for 5 years
7-complete cataloq for all the system
8-trining for statl in factory for your information the chiller is starting current 1040A
runing current 693A
02-04-00591 | General required
| compressor for window type air condetion 2ton 220V R22 1PH 50HZ | 580
| thermostat for window type air condetion | 400
| selector switch for window type air condetion | 300
| compressor for split 2ton 220V R22 1PH 50HZ | 100
| compressor for refrigerator 1/3HP 220V 50HZ 1PH R12 | 50
| compressor for refrigerator 1/4HP 220V 50HZ 1PH R12 | 20
| compressor for refrigerator 1/5HP 220V 50HZ 1PH R12 | 130
| compressor for refrigerator 1/6HP 220V 50HZ 1PH R12 | 160
| compressor for refrigerator 1/8HP 220V 50HZ 1PH R12 | 20
| thermostat for refriegerator VCI | 210
| thermostat for frezzer VS5 | 130
02-04-00592 | COOLING TOWER MIST ELIMINATORS
MATERIAL:pvc
| TYPE:3PASS ZIGZAG type 152.5 cmx80cmx20cm | 2400 | m^2
02-04-00593 | sterilizing water for theter room ultraviolet water purifiers
company name:maropieny-GAPAN-Ozonless
| 1-filter | 40
| 2-solnoid valve | 20
| 3-fuse holder | 20
| 4-lamb holder | 12
02-04-00594 | equipment :elevator
capacity :1450 kg
company name:HITACHIE - JAPAN
| steel tape | 272 | m
| triangle finger | 14
| thyristor | 6
| diode | 2
| roller | 16
02-04-00595 | equipment :elevator
capacity : 550 kg
company name:HITACHIE - JAPAN
| finger + carbon brush | 50
| triangle finger | 16
| thyristor | 6
| diode | 6
02-04-00596 | equipment :elevator
capacity : 750 kg
company name:HITACHIE - JAPAN
| finger + carbon brush | 50
| triangle finger | 20
| diode | 2
02-04-00597 | equipment : cooling tower
capacity : 1650 T.R
company name:HITACHIE - JAPAN
| plastic seal | 6 | set
| ball bearing CUS 211 | 20
| motor 5.5 kw | 4
02-04-00598 | A.H.U
spesification of A.H.U
A.H.U. unit No.C8motor KW7.5total Q supply air m^3/hr14000Q fresh air m^3/hr4950external static pressure mmWG30typeccb 135 s REP (H)serial NO.82/2 100144 spesification of spare partsback ward bloerCO.Hydroniccountryfrance (for the three A.H.U)
A.H.U. unit No.C14motor KW7.5total Q supply air m^3/hr11600Q fresh air m^3/hr11600external static pressure mmWG30typeccb 135 s REP (O)serial NO.82/2 100144 spesification of spare partsTIFACO.country
A.H.U. unit No.C17motor KW11total Q supply air m^3/hr20800Q fresh air m^3/hr9250external static pressure mmWG30typeccb 200 s REP (S)serial NO.82/2 100144 spesification of spare parts. Company Name : / USACO.country
02-04-00599 | TIFA
. Company Name : / USA
Subj., : Spare Parts for tifa fogging machine model 100E
| Carburetter | 10
| Fule pumps | 20
| Formulation Pumps | 20
| Carburetter repair Kit | 30
| Ignition Electrode | 30
| Ground wire | 30
| Nozzle with strainer | 30
| Spark plug | 40
| Fuel Valve | 14
| fog Valve | 14
| Partical size selector valve | 10
| Gas selonoid valve | 14
| Formulation selonoid valve | 14
| Complete set of Switches | 30
| Complete set of Hoses | 30
| Complete set of Belts | 30
| Start selenoid valve | 20
| Gas presure Gauge | 30
| Formulator presure Gauge | 20
| Pyrometer | 20
| Tachometer | 30
| Fire traps | 30
| Presure Switch | 14
| Themo couple | 20
| Complete set of Gas Kit | 20
| Gravity Tank | 14
| Magnito Complete | 14
| Mufflers Complete | 10
| Suction and return manifold line | 10
30U-IV cells stionk.
02-04-00600 | Spare parts for Tifa
| Armature magnito | 100
| Indicator tape for sterilization (Hogy ) , (12mm x 50m) | 1400 | rolls
OSONIC ECO equipment (Australia ) 901048
| Probe 3.5 Mz frequency | 2
U/S set photo line SLI ( Germany ) PE 90962
| Sector & liner 5.5 Mz | 2
02-04-00601 | Spare part for GMW high volume air samplers model 2000 H & model 2000 as follows –
| 0.6 motor (180-240V) (50HZ) | 20
| brushes B-1 | 200
| fiber glass filter paper (24.5x20.3 ) cm air sampler | 80 | box200 filter/box
| motor housing 2007 | 10
| Mounting plate motor cover (2005 ( | 10
| Motor Cushion (2005) | 40
| Power card assembly (2011) | 40
02-04-00602 | Spare parts for CO analyzer type CO 11M (Group environment SA co.)As follows :
| membrane filters for inlet dust filter (AV- K00042 –A). | 10 | box(50 filter /box)
| Fuses(220 v 3 x1 ATD / 1X0.5 ATD/-). | 10 | sets (10 fuse /set(
| Fuses (110 v 2x2 ATD / 1X0.5 ATD /1x1ATD). | 10 | sets (10fuse /set(
| Palladium for refilling internal zero filter (01-000g-A. ( | 10 | 120g
| Wisa air pump kit (VO2 – k – 113 – 909 – A) | 10
| Acrylic dust filters for aeration grids (FO5 – 5003 –A). | 10 | (4 filter /set)
| IR Source with cable and connector ( MO3 – 0004-A) | 10
| Standard CO gas cylinder (50 ppm) | 4
02-04-00603 | Spare parts for SO2 analyzer (AF 21 M – LCD UV Fluorescent sulfur dioxide ) group environment S.A co. as follows: | 10
| diaphragm filter holder.(SAV – K – G 00042 A). |  | box (50 filter /box)
| acrylic dust filter for general fan (F05 – 5003-A). | 10 | sets (4 fuse /set)
| refilling material for internal zero air filter (F0-0061-A). | 10 | 120g
| air pump kit (V02 – K-113-909A). | 10
| Ultra time delay fuses for 220 volt Kit (DITD/1A-dia- 5x20 mm SOL -TT 01-00A) | 20
| Ultra time delay fuses for 220 volt Kit (DITD/0.5A-dia- 5x20 mm SOL -TT 00.50A). | 20
| Ultra time delay fuses for 110V Kit – 110 V pump direct D1 TD/2A – dia 5x20 mm S01 – TT02 .00A). | 10
| Ultra time delay fuses for 110V Kit – 110 V pump direct D1 TD/1A – dia 5x20 mm S01 – TT01 .00A) | 10
| Ultra time delay fuses for 110V Kit – 110 V pump direct D1 TD/0.5A – dia 5x20 mm S01 – TT00 .50A( | 20
| Ultra time delay fuses for 110V Kit – 220 V pump outo transformer ( D1 TD/2A – dia 5x20 mm S01 – TT02 .00A( | 30
| Ultra time delay fuses for 110V Kit – 220 V pump outo transformer( D1 TD/0.5A – dia 5x20 mm S01 – TT00 .50A) | 20
| Standard SO2 gas cylinder for calibration | 4
02-04-00604 | Calibration gas Cylinder for SO2 Ambient Analyzer Type 477 (Rotor co0)(below 1 PPM) | 2
02-04-00605 | Rechargeable nickel-cadmium battery for noise level analyzer type 4426 | 48
| Sulfuric acid | 40 | l
| hydrochioric acid | 40 | l
| Nitric acid | 40 | l
02-04-00606 | accessories for rotork analysis model 400 - co analyzer (rotork co)
| A- manual for model 400 dual been infrard analyzer | 2
| B- calidration gas cylinder (50 ppm) | 2
02-04-00607 | Batteries (22.5 V ) long life type | 144
02-04-00608 | Spare parts for kjeldahal instrument (gallen kamp comp.) as follows:-
| Flaskes kjeldahal (800ml) | 24
| splash heads | 24
| Condensers | 24
| Delivery funnels | 24
| 0.6 H.P motor for H.V.S ,220V ,50HZ model code G115750 | 16
| Motor brushes, part No. GB1,packing size ; set of 2 | 24 | set
02-04-00609 | Dry batteries
| from (Griffin international ) in England | 24
02-04-00610 | equipment:- deaerating plant
company:- worthington - sim pson limited
site:- medical city-baghdad
serial no:-E.11.S
description
| level controllertype12802-326MM CRSmanufacturermasoneilan | 8
| water input control valvetype100MM camflexmanufacturermasoneilan | 8
| water bleed control valvtype50 MM camflexmanufacturermasoneilan | 8
| steam control valvtype100MM camflexmanufacturermasoneilan | 8
| magnehc level switchestype2-SO1/F83manufacturerbestobell mobrye | 8
| high level alarm belltype510manufacturerbestobell mobrye | 8
| low level alarm horntype514manufacturerbestobell mobrye | 8
| reliet valvetype80MM 686 single springmanufacturerbirkett | 8
| vacuum breakertype50MM 737single springmanufacturerbirkett | 8
| water level guagetype20MM Tubular Glassmanufacturercopes-vulcan | 8
| dial thermometertype160 MM dial Modelcmanufacturerbritish rotothgrm | 8
| pressuse gnagetype150 MM dial Fig.SO1manufacturersydney smith dennis | 8
| nozzies | 100
02-04-00611 | equipment:- boiller number A/TTP/6448-49-50-51
maunufachure:-cochran boilers LTD
| oil atemiser SKV-60 | 16
| FD Faw motor | 16
| burner motor | 16
| oil control unit-complete | 16
| secandary air cam assmbly - complete | 16
| air hose | 64
| UV cell and holder | 32
| oil hose | 32
| oil meter-complete | 32
| iguition gas shift | 32
| switch pack | 64
| modilahing valve | 16
| photo ceel amplifier | 32
| LF/HF micro switehs | 32
| door micro switeches | 16
| flame baffle 60-100 | 48
| drive bellt | 32
| sequence cam hiner | 16
| fd fan impeller C.W | 16
| FD FAN impeller E.C.W | 16
| OIL HINGE | 23
| iguitor assembly - complete | 23
| gas hose | 23
| water guage column-completr | 23
| pump and first low water control -coplete | 16
| secanel lew water couhal complete | 16
| modiahing control valve | 16
| sequence contrel valve | 16
| stop valve complet | 16
| feed check valve-complete | 8
| pawallet slide blow dawn valve - complete | 8
| rean access door | 16
| rean observahian port complete | 32
| auto T.D.S system | 8
| sample cooler | 8
| auto blow down valve | 16
02-04-00612 | cooling tower fan gear | 20
specification
amrillo right angle fan drive
model : 1712
serial no:-141243
service rating : 241 H.P at :1750 R.P.M input
service factor :2
ratio:B:1 reducing
inlet shft diameter: 62 M.M
out let shaft diameter : 126 M.M
02-04-00613 | cooling tower fan motor | 10
specification
reliance duty master A-C motor
frame : 449T
type
identification no: IMAF 02273-G2-XG
H.P : 200/50
insul. Class:f
R.P.M : 1490/745
AMB :50C
volts: 380 S.F:1 AMPS:283/106
duty:cont. code:K PH:3 CY:50
drive end bearing:90 B CO3x30x26(XTMTR)
opp. Drive end bearing :90 B CO3x30x26
02-04-00614 | cooling tower fan | 20
specification
complete fan assembly
hudson tuf-lite adjustable pitch fans
seal disc : M-847
material :reinforced fiberglass epoxy resin
model : AP-T-328B-9-shaft DIAM.=5" bore
diammeter : 32FT
no.of blades:9
HUB model:5809S
HUB serial no:35102
HUB material : steel
ST.pressure = 0.57 inch H2O
net V.pressure=0.10 inch H2O
fan driver out put H.P=186
fan R.P.M : 112
C.F.M AT HIGH speed:1100 000.-
fan blade no:T-30-BH-6369,6370,…FTC
02-04-00615 | cooling tower drive shaft complete | 10
specification
complete drive shaft assembly with extra flexible elements
model:A5-5 And 47-40
full floating type with flexible
couplings at both ends
material : stainless steel
coupling : stainless steel plate type
rate H.P:210
shaft no :dana-AJ-40-SS
shaft O.D:107.5 M.M
FLANGE O.D :194M.M
02-04-00616 | Equipment :-IGEBA
MODEL :- TF35
company:-LOD FRANCE
spare part proposal to service about 52 units IGEBA TF 35 FOG genertors over aperios of about (2) years, taking normal use and maintenance for granted
DESCRIPTION
| fixing device part NO.10-00 000.03 | 4
| heat deflector shieldpart NO.10-00 000.04 | 4
| fog solution socketpart NO.10-00 000.07 | 20
| solution funnelpart NO.10-00 000.22 | 20
| gasoline funnelpart NO.10-00 000.23 | 20
| carrying strappart NO.10-00 000.27 | 20
| supportpart NO.10-00 100.00 | 4
| supportpart NO.10-00200.00 | 4
| double hollow screwpart NO.10-00 310.00 | 32
| felt tubepart NO.10-00 500.04 | 80
| bracketspart NO.10-00 601.01 | 40
| protection coverpart NO.10-00 601.02 | 12
| valve cplpart NO.10-00 700.00 | 20
| diaphragmpart NO.10-00 700.02 | 200
| gasketpart NO.10-00 700.03 | 120
| gasket vitonpart NO.10-00 700.04 | 200
| cup nutpart NO.10-00 700.07 | 40
| connecting linkpart NO.10-00 820.00 | 20
| protective guard part NO.10-00 900.00 | 12
| solution tank cplpart NO.8--01 001.00 | 4
| edge protecetionpart NO.10-01 000.01 | 20
| tank cap cplpart NO.10-01 201.00 | 20
| tank cup cplpart NO.10-02 200.00 | 20
| gasketpart NO.10-02 200.02 | 40
| profiled joint part NO.10-03 000.05 | 12
| pump colpart NO.10-04 000.00 | 8
| cappart NO.10-04 120.01 | 8
| springpart NO.10-04 120.02 | 8
| pump spindlepart NO.10-04 120.03 | 12
| collarpart NO.10-04 120.04 | 20
| handlepart NO.10-04 120.05 | 12
| fog tubepart NO.10-05 000.01 | 12
| gasketpart NO.10-05 000.03 | 32
| resonatorpart NO.10-05 100.00 | 8
| cooling jacketpart NO.10-05 210.00 | 8
| spacer platepart NO.10-05 300.05 | 8
| diaphragmpart NO.10-05 300.06 | 200
| valve platepart NO.10-05 301.01 | 12
| regulating needle cplpart NO.10-05 520.04 | 20
| battery holderpart NO.10-06 000.01 | 12
| starter buttonpart NO.10-06 000.04 | 12
| grommetpart NO.10-05 000.05 | 40
| spark plug soketpart NO.10-06 000.06 | 32
| spark plug part NO.10-06 100.07 | 60
| battery coverpart NO.10-06 100.01 | 12
| contact springpart NO.10-06 100.03 | 12
| contact plate with cablepart NO.10-06 200.00 | 12
| cablepart NO.10-06 210.00 | 20
| ignition coilpart NO.10-06 300.00 | 8
| solution tap cplpart NO.10-07 101.00 | 20
| gasker teflonpart NO.10-07 101.06 | 40
| screw connectionpart NO.10-07 101.07 | 36
| solution rising linpart NO.10-07 200.00 | 12
| solution linepart NO.10-07 403.00 | 12
| ventilating airlinepart NO.10-07 500.00 | 12
| dosage nozzle (0.8)part NO.11-07 010.00 | 20
| dosage nozzle (1.2)part NO.11-07 250.00 | 20
| dosage nozzle (1.4)part NO.11-07 030.00 | 20
| O-RINGpart NO.1.5 X 1 viton | 40
| O-RINGpart NO.3 X 1 viton | 120
| O-RINGpart NO.10 X 1 viton | 32
| O-RINGpart NO.5 X 1.5 viton | 120
| O-RINGpart NO.14X 1.5 viton | 32
| O-RINGpart NO.25X 1.5 viton | 100
| O-RINGpart NO.43 X 3 viton | 40
| tubepart NO.8-00 700.01 | 12
| pressure pipepart NO.8-00 800.00 | 12
| gasoline tank cplpart NO.8-02 000.00 | 2
| gasketpart NO.8-05 000.02 | 52
| atomizer nozzle cplpart NO.8-05 050.00 | 12
| air intake valvepart NO.8-05 300.00 | 4
| lnurled nutspart NO.8-06 400.02 | 12
| silencerpart NO.8-05 410.00 | 12
| mixing chamber cplpart NO.8-05 500.00 | 8
| swirl vanepart NO.8-05 600.00 | 8
| surge tank coverpart NO.8-05 700.01 | 4
| gasketpart NO.8-05 700.02 | 10
| screwed soketpart NO.8-05 700.04 | 12
| surge tankpart NO.8-05 710.00 | 4
| gasoline stop button cplpart NO.8-05 720.00 | 12
| bushingpart NO.8-05 720.01 | 8
| plungerpart NO.8-05 720.02 | 12
| buttonpart NO.8-05 720.03 | 8
| gasolin suction line cplpart NO.8-05 730.00 | 20
| hollow screwpart NO.8-05 730.01 | 12
| screw fittingpart NO.8-05 730.03 | 12
| hose with filterpart NO.8-05 735.00 | 12
| set of gaskets diaphragmpart NO.8-10 100.00 | 12
| tool bag cplpart NO.8-10 200.00 | 8
| tooth lock washerpart NO.DIN6797 5,3 | 40
| wing screwpart NO.DIN316 M5X10 | 20
| gasketpart NO.DIN7603A 10X13,5CU | 320
| gasketpart NO.DIN7603A 10X13,5VF | 720
| hollow screwpart NO.DIN7623A4-MS | 20
| tapping screwpart NO.DIN7981 B2,9X6,5 | 80
| tapping screwpart NO.DIN77918 B4,8X9,5 | 80
| fill head screwpart NO.DIN7985 M4X12 VA | 200
| fill head screwpart NO.DIN7985 M4X25 VA | 120
| fill head screwpart NO.DIN7985 M4X30 | 40
| fill head screwpart NO.DIN7985 M5X6 | 40
| fill head screwpart NO.DIN7985 M5X8 | 120
| fill head screwpart NO.DIN7985 M5X12 | 40
| hexagon cap nutpart NO.DIN1587 M4 | 40
| hexagon nutpart NO.DIN934 M4 VA | 120
| hexagon nutpart NO.DIN934 M5 | 120
| hexagon nutpart NO.DIN934 M6 V2A | 80
| set screwpart NO.DIN913 M6 X 18 | 40
| sheet metal nutpart NO.BM 15 888 | 64
Spare parts to service 52 units TF 35
| Starter button | 12 | PCS
| Contact plate with cable | 12 | PCS
| Solution Tap CPL. | 10 | PCS
| Gasket Teflon | 30 | PCS
| Screw Connection | 36 | PCS
| Solution Rising line | 12 | PCS
| Ventilating Line | 12 | PCS
| O-Ring | 100 | PCS
| O-Ring | 32 | PCS
| O-Ring | 100 | PCS
| O-Ring | 32 | PCS
| O-Ring | 100 | PCS
| Tube | 12 | PCS
| Pipe | 12 | PCS
| Gasket | 52 | PCS
| Sound Control | 12 | PCS
| Surge Tank Cover | 4 | PCS
| Gasket | 10 | PCS
| Screwed Socket | 12 | PCS
| Bushing | 8 | PCS
| Plunger | 12 | PCS
| Solution Socket | 20 | PCS
| Screw | 32 | PCS
| Felt Tube | 50 | PCS
| Valve CPL | 20 | PCS
| Diaphragm | 200 | PCS
| Gasket | 120 | PCS
| Gasket Viton | 200 | PCS
| Connecting Link | 20 | PCS
| Tube | 12 | PCS
| Resonator | 8 | PCS
| Cooling Gasket | 8 | PCS
| Button | 8 | PCS
| Gasoline Suction Line CPL | 20 | PCS
| Screw | 12 | PCS
| Screw Fitting | 12 | PCS
| Hose with Filter | 12 | PCS
| Gasket | 100 | PCS
| Gasket | 100 | PCS
| Screw | 20 | PCS
02-04-00617 | Equipment :- IGEBA part NO.
MODEL :- HD 160part NO.
company:-LOD FRANCEpart NO.
spare part proposal 25 units IGEBA TF -F 160 HD( jambo) high performance fog genertors for period of abt . Two (2)years (tanking normal use and maintenance for granted.part NO.
DESCRIPTIONpart NO.PART NO.
| tank cap cpl.part NO.11-01 200.00 | 10
| gasketpart NO.11-01 200.02 | 50
| decompression screw with pressure control valvepart NO.11-07 850.00 | 10
| O-ringpart NO.10x3 VITON | 50
| through filter cplpart NO.50-07 601.00 | 10
| fillterpart NO.50-07 601.03 | 50
| gasketpart NO.50-07 601.02 | 50
| gasketpart NO.DIN 7603 A 10x20 Cu. | 200
| solution tappart NO.11-07 101.01 | 10
| gasketpart NO.DIN 7603 A 13,5x18 | 20
| thread connectionpart NO.11-07 101.02 | 20
| angle screw fittingpart NO.252 107 | 10
| tupepart NO.11-38 000.02 | 50
| spacerpart NO.252 928 | 100
| gasketpart NO.253 926 | 100
| label (liter scale)part NO.10-38 000.01 | 50
| gasketpart NO.DIN 7603 A 10,5x13 VT | 1000
| air filterpart NO.11-12 000.01 | 50
| screwpart NO.DIN 7985 M 5x8 V2A | 100
| screwpart NO.DIN 966 M 5x25 | 100
| gasketpart NO.11-05 300.05 | 100
| nutpart NO.DIN 934 M 5 | 100
| outer diaphragmpart NO.11-05 300.03 | 100
| inner diaphragmpart NO.11-05 300.04 | 100
| gasketpart NO.11-05 000.03 | 50
| screwpart NO.DIN 966 M 5x12 V2A | 200
| valve cplpart NO.10-00 700.00 | 100
| gasketpart NO.10-00 700.04 | 200
| gasketpart NO.10-00 700.03 | 200
| cap nutpart NO.10-00 700.07 | 100
| tank cap cplpart NO.10-02 200.00 | 50
| gasketpart NO.10-02 200.02 | 50
| hollow screwpart NO.10-14 500.00 | 20
| gasoline tappart NO.11-02 301.00 | 20
| gasoline tappart NO.22-02 101.00 | 20
| gasoline dosagepart NO.11-05 520.00 | 10
| O-ringpart NO.3x1 VITON | 100
| nozzlepart NO.10-05 500.02 | 10
| gasketpart NO.10-05 500.03 | 100
| atomizer nozzlepart NO.11-05 000.06 | 20
| threaded rodpart NO.10-05 500.04 | 20
| gasketpart NO.11-05 510.03 | 50
| swirl vanepart NO.10-05 602.02 | 10
| O-ringpart NO.31x1,5 VITON | 50
| gasketpart NO.11-05 000.02 | 100
| back valve col . With fittingspart NO. | 20
| hose 250mmpart NO.51-05- 402.01 | 50
| hose 300mmpart NO.51-05- 402.02 | 50
| compressorpart NO.22-06 200.01 | 100
Spare parts to service 25 units TF160
| Decompression screw with control valve | 10 | PCS
| Throught Filter CPI | 10 | PCS
| Filter | 50 | PCS
| Gasket | 50 | PCS
| Thread Connection | 20 | PCS
| Tube | 50 | PCS
| Spacer | 100 | PCS
| Gasket | 100 | PCS
| Gasket | 100 | PCS
| Outer Diaphragm | 100 | PCS
| Inner Diaphragm | 100 | PCS
| Valve CPL | 100 | PCS
| Gasket | 100 | PCS
| Gasket | 100 | PCS
| Nozzle | 10 | PCS
| Gasket | 100 | PCS
| Nozzle | 20 | PCS
| Hose 300MM | 50 | PCS
| Comprenssor | 100 | PCS
| Switch | 20 | PCS
| Valve | 10 | PCS
| Plug for solution valve | 30 | PCS
| Spring | 50 | PCS
| Correction Gasket | 10 | PCS
| Gasket | 100 | PCS
| O-ring | 50 | PCS
| Fuse Box | 50 | PCS
| Switch Green | 50 | PCS
| Fuse Carrier | 50 | PCS
| Control Panel | 20 | PCS
| Gasket for plug | 50 | PCS
| Cap nut | 100 | PCS
| Threaded Rod | 20 | PCS
02-04-00618 | spark plugpart NO.10-06 000.07 | 50
| ignition coilpart NO.10-06 300.00 | 20
| spark plug soketpart NO.11-06 000.02 | 50
| spark plug cablepart NO.51-06 300.02 | 50
| manometric switchpart NO.11-09 101.00 | 20
| electronic controlpart NO.11-09 400.00 | 10
| relaypart NO.22-09 000.01 | 50
| nutpart NO.DIN 439 M 12X1 | 100
| wing screwpart NO.DIN 316 M 5X10 | 100
| fog tubepart NO.50-05 000.01 | 10
| resonatorpart NO.50-05 100.00 | 10
| solution socketpart NO.14-00 100.00 | 30
| ring linepart NO.51-07 300.00 | 50
| gasketpart NO.DIN 7603 A 10,5X13CU | 500
| hollow screw with dosage nozzle (20)part NO.51-07 040.00 | 60
| screw plugpart NO.51-07 000.01 | 60
| solution linpart NO.50-07 200.00 | 10
| solution valvepart NO.11-09 201.00 | 10
02-04-00619 | plug for solution valvepart NO.11-09 230.00 | 50
| pressure springpart NO.11-09 200.03 | 50
| core coith gasketpart NO.11-09 210.00 | 10
| gasketpart NO.11-09 200.02 | 100
| O-ringpart NO.25X1,5VITON | 50
| SPIRAL TAPEpart NO.SP 50/100 1G | 50
| CABLE CLIPpart NO.145MM 1G | 200
| fuse boxpart NO.22-09 110.40 | 50
| connection cablepart NO.22-09 310.00 | 20
| fuse,20Apart NO.52-06 200.04 | 200
| fuse,4Apart NO.52-06 200.06 | 200
| remonte controlpart NO.52-09 100.00 | 10
| led with cable , yellowpart NO.22-09 110.30 | 50
| LED with cable , GREENpart NO.11-09 500.00 | 50
| switch , greenpart NO.11-09 000.01 | 50
| switch , redpart NO.11-09 000.02 | 50
| fuse carrierpart NO.52-06 200.03 | 50
| alligator clips with cable and fusepart NO.22-09 160.00 | 50
| aillgator clip,(+),(-),setpart NO.22-09 160.01/.02 | 100
| printed circuit pordpart NO.22-09 111.50 | 20
| solenoid valve (12V)part NO.22-02 201.00 | 10
| diode 1 N 4007part NO.22-02 230.03 | 50
| gasket for plugpart NO.11-09 230.01 | 50
| BURNE | 44
to supply complete burne for MP . Boiler installed
model : 3TR-q oil burne
kind of fuel:-No.2 fuel oil (ASTM)
fuel consumption:- 357 KG/h
forced draft fan
in flow:- 90m^3/min (at 20c
electric motor :- 15KWx2P
oil pump
type of pump:- GL-13-5
capacity:-12/15 L/min (50/60)
electric motor :- 0.4KW x 4P
burner motor
electric motor :- 0.75KW x 2P
_ old boiler model :-MP boiler No.809
_ supply complete catloq for equipment
_ it must be installed instead on the boiler
_ traning for engineer in the factory
Equipment :- AHU
company name :- Hydronic (old model)
A-The Repuist spare part for the following AHU Ins talled in 6 hospitals
1-Fan + motor + housing complete + belt +pulley
to be installed instead of the old model .
2-give cooling coil complete to be installed instead of old one .
3-give complete Recomonded spare part for the new fan complete .
B-give complete catalogues including dimension and capacity .
C-Waranty for one year from date of operation .
D-training for staff in the factory .
E-Confirm that the new fan and coil will be install with out changing the old AHU .
Manufacturer :- Hydronic (solyvent)
all motor 50HZ
Tropic Insulation IP44 class F
AHUC1-STypeCC135MistralDB42Air(m3/h)capacity11.7 00total pressure131Cooling capacity155.84Power(KW)7.5StaterStar delta
AHU - EXTypeMistralDB42Air(m3/h)capacity10.66 0total pressure89Cooling capacityPower(KW)4StaterDirect
AHUC2-S TypeCCB64MistralDB31Air(m3/h)capacity5.2 00total pressure82Cooling capacity73.5 0Power(KW)2.2StaterDirect
AHUC3-SJTypeCCB170MistralDB50M2Air(m3/h)capacity14.3 00total pressure172Cooling capacity175Power(KW)15x2StaterStar delta
AHU - EXTypeMistralDB56M1Air(m3/h)capacity14.2 00total pressure60Cooling capacityPower(KW)5.5StaterDirect
AHUC3-SHTypeCCB170MistralDB50M2Air(m3/h)capacity15.53 0total pressure171Cooling capacity190.73Power(KW)15x2StaterStar delta
AHU - EX TypeMistralDB56M1Air(m3/h)capacity16.14 0total pressure59Cooling capacityPower(KW)5.5StaterDirect
AHUC3 - SallTypeCCB170MistralDB50M2Air(m3/h)capacity16.6 00total pressure183Cooling capacity204.4 0Power(KW)15x2StaterStar delta
AHU - EXTypeMistralDB56M1Air(m3/h)capacity16.6 00total pressure67Cooling capacityPower(KW)5.5StaterDirect
AHUC4-STypeCCB200MistralDB50M2Air(m3/h)capacity18.8 00total pressure194Cooling capacity270.98Power(KW)15x2StaterStar delta
AHU -EXTypeMistralDB50M1Air(m3/h)capacity18.16 0total pressure61Cooling capacityPower(KW)5.5StaterDirect
AHUC5-STypeCCB110MistralDB42Air(m3/h)capacity10.9 00total pressure146Cooling capacity152.35Power(KW)7.5StaterStar delta
AHU -EXTypeMistralDB42Air(m3/h)capacity10.48 0total pressure95Cooling capacityPower(KW)5.5StaterDirect
AHUC6-STypeCCB135MistralDB42Air(m3/h)capacity11.96 0total pressure136Cooling capacity161.5Power(KW)7.5StaterStar delta
AHU -EXTypeMistralDB42Air(m3/h)capacity11.06 0total pressure96Cooling capacityPower(KW)5.5StaterDirect
AHUC7-STypeCCB135MistralDB46Air(m3/h)capacity13.8 00total pressure123Cooling capacity88.97Power(KW)7.5StaterStar delta
AHU -EXTypeMistralDB42Air(m3/h)capacity11.54 0total pressure54Cooling capacityPower(KW)3StaterDirect
02-04-00620 | AHUC8-STypeCCB86MistralDB38Air(m3/h)capacity8.6 00total pressure120Cooling capacity52.92Power(KW)5.5StaterDirect
AHU -EX TypeMistralDB34Air(m3/h)capacity7.8 00total pressure47Cooling capacityPower(KW)2.2StaterDirect
AHUC9-STypeCCB86MistralDB38Air(m3/h)capacity8.8 00total pressure119Cooling capacity59.55Power(KW)5.5StaterDirect
AHU -EXTypeMistralDB34Air(m3/h)capacity7.59 0total pressure47Cooling capacityPower(KW)2.2StaterDirect
AHUC10-STypeCCB86MistralDB34Air(m3/h)capacity7. 000total pressure100Cooling capacity45.36Power(KW)3StaterDirect
AHU -EX TypeMistralDB34Air(m3/h)capacity5.6 00total pressure40Cooling capacityPower(KW)1.1StaterDirect
AHUC11-STypeCC110 MistralDB42Air(m3/h)capacity10.7 00total pressure120Cooling capacity68.4 00 fgihPower(KW)3StaterDirect
AHU -EXTypeMistralDB42Air(m3/h)capacity9.7 00total pressure55Cooling capacityPower(KW)3StaterDirect
AHUC12 Ja - STypeCC110MistralDB38Air(m3/h)capacity10.9 00total pressure114Cooling capacity60.285 fgihPower(KW)5.5StaterDirect
02-04-00621 | AHU -EX TypeMistralDB38Air(m3/h)capacity9.15 0total pressure47Cooling capacityPower(KW)2.2StaterDirect
02-04-00622 | AHUC12all -S TypeCC110MistralDB38Air(m3/h)capacity9.2 00total pressure108Cooling capacity58.56Power(KW)5.5StaterDirect
AHU -EXTypeMistralDB38Air(m3/h)capacity8.37 0total pressure46Cooling capacityPower(KW)2.2StaterDirect
AHUC13-STypeCCB86MistralDB 38Air(m3/h)capacity8.745total pressure125Cooling capacity62.8Power(KW)5.5StaterDirect
AHU -EXTypeMistralDB 34Air(m3/h)capacity6.87 0total pressure51Cooling capacityPower(KW)2.2StaterDirect
AHUC14-STypeCCB64MistralDB 31Air(m3/h)capacity5.7 00total pressure99Cooling capacity35.7Power(KW)3StaterDirect
AHU -EXTypeMistralDB 31Air(m3/h)capacity5.1 00total pressure38Cooling capacityPower(KW)1.1StaterDirect
AHUC15-STypeCCB110MistralDB 31Air(m3/h)capacity11.1 000total pressure82Cooling capacity153.81Power(KW)4StaterDirect
AHU -EXTypeMistralAir(m3/h)capacitytotal pressureCooling capacityPower(KW)Stater
AHUC16-STypeCC135MistralDB 42Air(m3/h)capacity11.86 0total pressure118Cooling capacity84.8 0Power(KW)7.5StaterStar delta
AHU -EXTypeMistralDB 46Air(m3/h)capacity9.98 0total pressure47Cooling capacityPower(KW)2.2StaterDirect
AHUC17-STypeCCB135MistralDB 42Air(m3/h)capacity13.2 00total pressure125Cooling capacity93.54Power(KW)7.5StaterStar delta
AHU -EX TypeMistralDB 46Air(m3/h)capacity11.16 0total pressure51Cooling capacityPower(KW)3StaterDirect
AHU AHUType TypeMistralMistralAir(m3/h)capacityAir(m3/h) Capacitytotal pressure total pressure MMWGCooling capacityCooling Capactiy (KW)Power(KW) Power (KW)Stater Starter
AHUC18-STypeCCB135MistralDB 42Air(m3/h)capacity14. 000total pressure133Cooling capacity96.82Power(KW)9StaterStar delta
AHU -EXTypeMistralDB 46Air(m3/h)capacity12.17 0total pressure53Cooling capacityPower(KW)3StaterDirect
AHUC19-STypeCCB135MistralDB 42Air(m3/h)capacity12.6 00total pressure120Cooling capacity87.11Power(KW)7.5StaterStar delta
AHU -EXTypeMistralDB 46Air(m3/h)capacity10.97 0total pressure51Cooling capacityPower(KW)3StaterDirect
AHUC20-S TypeCCB135MistralDB 42Air(m3/h)capacity11.84 0total pressure112Cooling capacity73.39Power(KW)7.5StaterStar delta
AHU -EXTypeMistralDB 46Air(m3/h)capacity9.345total pressure42Cooling capacityPower(KW)2.2StaterDirect
AHUC21-STypeCCB135MistralDB 42Air(m3/h)capacity12.85 0total pressure116Cooling capacity80.6Power(KW)7.2StaterStar delta
AHU -EXTypeMistralDB 46Air(m3/h)capacity10.335total pressure43Cooling capacityPower(KW)2.2StaterDirect
AHUC22-STypeCCB110MistralDB 38Air(m3/h)capacity9.9 00total pressure113Cooling capacity80.6Power(KW)5.5StaterDirect
AHU -EXTypeMistralDB 42Air(m3/h)capacity7.74 0total pressure41Cooling capacityPower(KW)1.5StaterDirect
AHUC23-STypeCCB110MistralDB 38Air(m3/h)capacity9.9 00total pressure115Cooling capacity64.55Power(KW)5.5StaterDirect
AHU -EXTypeMistralDB 42Air(m3/h)capacity7.83 0total pressureCooling capacityPower(KW)1.5StaterDirect
AHUC24-STypeCCB245MistralDB A 68M1Air(m3/h)capacity28000 14000total pressure83Cooling capacityPower(KW)11/2.5StaterDirect
AHUC25-STypeCCB295MistralDB A 68M1Air(m3/h)capacity28000 14000total pressure78Cooling capacity32.23Power(KW)11/2.5StaterDirect
AHUC26-STypeCCB295MistralDB A 68M1Air(m3/h)capacity28000 14000total pressure78Cooling capacity136.89Power(KW)11/2.5Stater
AHUC27 TypeCCV92MistralBPC 321-321Air(m3/h)capacity9.6 00total pressure18Cooling capacity22. 000fgihPower(KW)1.5StaterDirect
AHUC28HA- STypeCCB96MistralDB 34Air(m3/h)capacity8.8 00total pressure178Cooling capacity118.16Power(KW)7.5StaterStar delta
AHU -EXTypeMistralDB 38Air(m3/h)capacity8.08 0total pressure59Cooling capacityPower(KW)2.2StaterDirect
AHUfan no./ typeTypecapacity M/HR Mistralno. req.Air(m3/h)capacityexternal static pressure mmtotal pressureelectrical charac V PH HZCooling capacityPower(KW)input KWStaterA.H.U no. and capacity to be used with mentioned ex. Fan
| AHURF 16 / axial areofoil Type14000Mistral2Air(m3/h)capacity15total pressure220 50 1Cooling capacityPower(KW)4StaterAHU no. 16 (16610 M/HR) | 2
| AHURF 17 / axial areofoil Type5950Mistral2Air(m3/h)capacity15total pressure220 50 1Cooling capacityPower(KW)2.5StaterAHU no. 17 (5950 M/HR) | 2
| AHURF 18 / axial areofoil Type4180Mistral8Air(m3/h)capacity15total pressure220 50 1Cooling capacityPower(KW)2StaterAHU no. 18 (4870 M/HR) | 8
| AHURF 19 / axial areofoil Type5830Mistral2Air(m3/h)capacity15total pressure220 50 1Cooling capacityPower(KW)2.5StaterAHU no. 19 (6800 M/HR) | 2
| AHURF 20 / axial areofoil Type2870Mistral2Air(m3/h)capacity10total pressure220 50 1Cooling capacityPower(KW)2StaterAHU no. 20 (2510 M/HR) | 2
| AHURF 21 / axial areofoil Type4280Mistral2Air(m3/h)capacity10total pressure220 50 1Cooling capacityPower(KW)2.5StaterAHU no. 21 (3710 M/HR) | 2
| AHURF 22 / axial areofoil Type2500Mistral2Air(m3/h)capacity10total pressure220 50 1Cooling capacityPower(KW)1.5StaterAHU no. 22 (2915 M/HR) | 2
| AHURF 23 / axial areofoil Type5000Mistral2Air(m3/h)capacity10total pressure220 50 1Cooling capacityPower(KW)3StaterAHU no. 23 (6800 M/HR) | 2
| spare parts to service 52 units TF 35 | 40 | line item
| spare parts to service 25 units TF 160 | 33 | line item