## dp8 02-05
Health facility equipment
Code | Description with Part Numbers | Qty. | Unit
02-05-00001 | EQUIPMENT: ECG (ELECTRO CARDIO GRAPHIC)
MODEL: 5403
COMPANY NAME :NIHON COHDEN JAPAN
QUINTITY: 78
SITE : ALL GOVERNERATES
| Heat stylus TLS-100 | 600
| Patient Cable BJ-261D 5570383 | 300
| Limb electrode for a duts 4 Pcs/set 5030003 | 600
| Limb electrode strap for a duts 4Pcs/set 5030021 | 600
| Chest electrode for a duts 6 Pcs/set 5030378 | 300
| Worm wheel Assembly 2144-000103 | 60
| Dc motor for chart LB32-KS 2803-000309 | 30
| Magnetic sensor, chart speed detect PF-2K-02 | 30
| Bush button start, check stop 2124-000808 | 60
| All-Channel sensitivity control unit board . UP-4250 | 30
| Control unit A assembly UP-4065 | 30
| Per Amplifier mother board unit assembly (UP-4241) 9406713 | 30
| 120 Regulator unit Circuit board assembly (UP-4242) 9424214 | 30
| 11.4 Regulator unit cct Maub Amplifier (OL-501E) 9424319 | 30
| Transport unit cct borard (UP-4252) 9425238 | 30
| Chart speed selection unit (UP-4253) 9425318 | 30
| Pre Amplifier Unit cct (UP-4248) 9424827 | 30
| Input Unit cct board (UP-4247A) 9424738 | 30
| Main Amplifier cct board (UP-4245) 9424524 | 60
| Dc-Dc converter unit cct board(UP-4241) Transformer , 3-293, power 9406713 | 30
| Board Up 4232 | 30
| Warmer Gear A144-008621 | 30
| Bord Up-4244 D.C PC Conr | 30
| Warm wheel | 165
02-05-00002 | EQUIPMENT: electrocardiograph machine
Model: Cardiofax 5151
COMPANY NAME: NIHON KOHDEN, Japan
QUANTITY INSTALLED:300
| Stylus | 450
| Patient Cable | 300
| Electrode straps | 1500
| Limb Electrode | 1500
| Transistor 2SC2270 | 300
| Transistor 2SA11020 | 300
| Transistor 2SD355 | 750
| Transistor 2SB525 | 750
| 1mV Switch | 225
| Run-Stop Switch | 225
| Chest Electrode | 600
| Galvanometer | 75
| Recorder PCB UP-4235 | 300
| Mother PCB UP-4279 | 150
02-05-00003 | EQUIPMENT: Electrocardiograph Machine
MODEL:l hp 1504A
COMPANY NAME: Hewlett Packard, USA
QUANTITY INSTALLED:100
| Power Cable. 8120-1689 | 150
| Patient cable 14031A | 300
| Writing stylus 78640-60052 | 300
| Limb Straps 14030A | 600
| Limb Electrodes 1500-00790 | 600
| Chest Electrodes 9301-0122 | 900
| Mother Board 1504-7727 | 30
02-05-00004 | EQUIPMENT:. ECG Machine
MODEL: A0 3200
COMPANY NAME: American optical (Picker International)
QUANTITY INSTALLED:150
| Writing stylus 5420-00-0800 | 1500
| Floating Board Assy. 2400-00-0812 | 75
| Mother Board Assy. 2400-00-0810 | 75
02-05-00005 | EQUIPMENT:ECG Machine
MODEL: cardio pan 531
COMPANY NAME:PHILIPS
QUANTITY INSTALLED:120
| Writing stylus 4532 180 06941 | 900
| Chest electrod 4532 180 21361 | 1500
| Limb straps 4532 180 21401 | 3000
| Limb electod 2532 180 21421 | 3000
| patient cable 4532 181 00381 | 600
02-05-00006 | EQUIPMENT : Monitoring Patient Staff Console
MODEL : ICU 6200
COMPANY NAME : NIHON KOHDEN JAPAN
QUANTITY : 13
SITE : ALL GOVERNERS
| Transistor 25D520Y | 15
| High voltage trans 37704848 | 15
| Eloctrode lead H. type. GR-5465 | 825
| Writing table with pen motor for Recorder WT-OBP | 15
02-05-00007 | EQUIPMENT: ECHO – Sounder
MODEL ES - 102 M
COMPANY NAME Nippon Shoji
| Volume switch | 300
| Volume switch knob | 300
| Main transformer | 150
| Fuse 0.1 A | 300
| Fuse 1 A | 300
| Prob with cord 2.25 MHZ transformer | 1500
02-05-00008 | EQUIPNENT FEOTAL ULTRSONIC
MODEL Sonicad D 205 M
COMPANY NAME Sonicad
QUANTITY INSTALLED 150
| Transformer assy 3810-6901 | 150
| Battery 1000-0007 | 300
| TRANDUCER | 150
| MOTHER PCB | 60
02-05-00009 | EQUIPMENT: FOETAL Moniter
MODEL : MT-810
COMPANY NAME : TOITU JAPAN
QUINTITY INSTALLED : 65
SITE : ALL GOVERNERATES
| USD Transducer | 60
| Thermal recording paper | 51
02-05-00010 | EQUIPMENT: Delivery Monitor
Model OMF 6101 B
COMPANY NAME: NIHON KOHDEN, Japan
QUANTITY INSTALLED:120
| Ultrasonic Transducer EU-86010 | 150
| Ultracontraction transducer TO 5-215 | 150
| Socket (connector MAB-5100) | 450
| Socket (connector MAB-5100S) | 450
02-05-00011 | EQUIPMENT : BABY Incubator,
MODEL :80SC
COMPANY NAME :ATOM JAPAN
QUANTITY INSTALLED :117
SITE : ALL GOVERNERATES
| Fan Motor 800-84 | 48
| Power Switch 12 800-0807 | 60
| Servo Manual changeover switch (27) 801-0407 | 60
02-05-00012 | EQUIPMENT : Infant warmer
MODEL : PF 150
COMPANY NAME: TOITU JAPAN
QUANTITY INSTALLED : 78
SITE : ALL GOVERNRATES
| Transformer 220v/15VDS SE-7 | 30
| Traic AC-12BGM | 30
| Plastic cover 301-44435 | 30
| Heater | 270
02-05-00013 | EQUIPMENT: MONITOR
MODEL: DIASCOP 521
COMPANY NAME: S&W
QUANTITY INSTALLED:24
| Recommand spare parts for monitor Contain all the PCB`S , Transformers , CRT , ... etc. | For 72 monitors
02-05-00014 | EQUIPMENT monitors
MODEL 1- SMS 104 2- SMS 181
COMPANY NAME HELLIGE
QUANTITY INSTALLED 24+24
. Recomanded spare parts for monitors
| The spare parts included all the PCB'S , Transformer, CRT'S,and other special lomponnets,Servise cataulge.for both types. | For 72 +72 monitors
02-05-00015 | EQUIPMENT : BED SIDE MONITOR
MODEL : OMP -6200
COMPANY NAME : NIHON KOHDEN JAPAN
QUINTITY INSTALLED :182
| ECG Connection cable l 5570605 | 150
| Electrode lead H-type Be-5465 5032091 | 660
| Electrode lead for disposable electode | 990
Red, 5031047,
Yellow, 5031056,
Black 5031083
| Heart Rate module (IH-612P) | 30
| Respiroction Rate Module (IR-612P) | 30
| Antenna lead (30cm long) 5031243 | 30
| Patient cable BJ-610E 2833-00119B | 300
| AG/AGCL-disposable electrode 5030716 | 330
| Temp. Modale (IT-G12P) | 30
| Blood Pressure modul for High press (IP-614P) | 30
02-05-00016 | EQUIPMENT:Combine Defibrilator-Scope-Recorder
Model: DMS 600-600/2
COMPANY NAME: S&W, Denmark
QUANTITY INSTALLED:120
| Transformer for charger primary 230 V output | 60
1-23.5 Volt
2-17.5 Volt
| Patient Cable | 150A
| Recorder Unit model DMS 600 | 30A
| Stylus Model DMS 600 | 90A
| ECG Ampliter & Sync. PCB DMS 600/2 | 30A
| Display & Dc/Dc Convertor PCB DMS/600/2 | 30A
| Defibrillator control PCB DMC 600/2 | 30A
| Battery control PCB DMC 600/2 | 30A
| Charge Curcuit PCB DMS 600/2 | 30A
| H.V Capacitor 32 UF 6KV | 60A
| Coil discharge 40 mG1 | 30A
| Socket jack,ECG input J 203 | 30A
| Selector Energy 5501 | 30A
| Battery unit 20 V,lAH | 300A
| Front pannel DMS/600/3 | 30A
| Complete +HV capacitor | 30A
| Complete CB 600m cabinet | 30A
E-Cell
02-05-00017 | EQUIPMENT: Combine Defibrilator Scope recorder
MODEL: CR 2006C
COMPANY NAME: Cardic Recorder Ltd, England
QUANTITY INSTALLED:300
| Capacitor 32uF 5 KV (2000A M261A) | 90A
| Transistor 2N3904 | 90A
Transformer For charger input 220V output=24V 9.7A output=27.5V 0.75A 20A
| Relay ER6 24V REL1 | 90A
| Relay ER6 REL3 (12V) | 90A
| belt for recorder | 60A
02-05-00018 | EQUIPMENT: Defib. scope Recorder combine
MODEL: pulser-4
COMPANY NAME: Picker international Ltd, UK (or A.O Company)
QUANTITY INSTALLED:120
| Patient cable 605117 | 60
| Writing stylus 605067 | 60
| Battery 12V 2.2 Ah | 150
02-05-00019 | EQUIPMENT: Coranory Care Unit
MODEL:3215+1108
COMPANY NAME: Picker international Ltd, UK (or A.O Company)
| Stylus for Tracer model 3215 | 120
| Patient cable for Monitor 1108 | 300
02-05-00020 | EQUIPMENT : Portable Defib. (Cordiolife)
MODEL :CARDIO LIFE TES-5100
COMPANY NAME:NIHON KOHDEN
QUINTITY INSTALLED:13
| H.v-520V WP-7531 | 30
| H.v-control VP-7526 | 30
| CRT UP-7556 | 30
| Lead wire for Disposable electrodes | 660
| Recording Paper PS 5024920827 | 3000
02-05-00021 | EQUIPMENT : EEG
MODEL :4217
COMPANY NAME :NIHON KOHDEN
QUINTITY INSTALLED:13
| Recording pen SJ-120M 1004-955317-B | 330
| Scalp dose electrede 2P Pcs/set (NE-1038) 1005-02123 | 66
| Paper Recording | 660 set
| RECORDING INK | 165
| NET FOR HEAD WITH ELECTROD | 300
02-05-00022 | . EQUIPMENT : Resussetation, baby
MODEL :BABY LOG 1
COMPANY NAME :DRUGER GERMANY
QUINTITY INSTALLED :13
| Water trap 8402-476 | 150
| VALVE | 15
| Pation connection (tube) | 9
02-05-00023 | EQUIPMENT : Emergencey Trolly
MODEL :TEC-5100
COMPANY NAME:NIHON KOHDEN
QUANTITY INSTALLED: 218
| Capacitor 5Kv 40mf 5Kv | 150
| Relay M42-12v 3410863 | 30
| Battery pack (SB-501v) 800-0809.A | 60
| Mother power block UP-7524 | 30
| Test load Block AAA-35355 | 30
| ECG Cable 5570837 | 33
| Hv-520v Hv-Block | 15
| condensor H.v 33MF 6kv | 12
| High voltage UP7531 | 15
02-05-00024 | . EQUIPMENT : Ressetation Trolly
MODEL: PF –130
COMPANY NAME:TOITU JAPAN
QUANTITY INSTALLED:81
| Trap bottle | 60
| Suction bottle 2130-233 | 60
| Filter | 60
| Glow lamp. | 165
| Heater element 26-697 | 132
| Fluorescent lamp (2000) | 660
| Valve assembly (2130-333) | 60
| Vacum Gauge | 30
02-05-00025 | EQUIPMENT ::Light source fibre Optic Operating Microscope
MODEL : ENT AND BRONCHUS
COMPANY NAME : NAGASHIMA MEDICAL JAPAN
QUANTITY INSTALLED:52
| Halogen lamp (15v, 150w) | 150
02-05-00026 | EQUIPMENT : Suction appartus operating theatre
model : A2-45
COMPANY NAME : MURACO MEDICAL
QUANTITY INSTALLED:320
| Bottle for the T/P of Suction tube. | 390
02-05-00027 | EQUIPMENT : Suction Appartus
MODEL : 700
COMPANY NAME : ASAHI MEDICAL JAPAN
QUANTITY INSTALLED : 325
SITE : ALL GOVERNRATES
| Motor | 66
| Switch (Foot) with cord | 33
| Filter | 66
| suction pump | 30
02-05-00028 | EQUIPMENT: Suction Unit
MODEL: SAM20
COMPANY NAME: AERASOL PRODUCTS
QUANTITY INSTALLED:600
| Motor 2200 1010102 | 150
| PK Diaphragm 10005 | 750
| U Piston with diaphragm | 150
| Connection plate between motor and Piston arm | 900
02-05-00029 | EQUIPMENT: Electro-Surgical unite
MODEL : TRC-1000
COMPANY NAME : MIZUHO MEDICAL JAPAN
QUANTITY INSTALLED : 78
| Inactive electrode lead | 198
| Circuit board A | 30
| Circuit board B | 30
| Circuit board C | 30
| Circuit board D | 30
| Circuit board M | 30
| Circuit board H1,H2 | 30
| Cutting output indicating lamp. | 60
| Electrode chuch handle (3 terminal) | 330
| Inlet for inserting electrodechuch hundle | 60
| Inlet for inserting inactive electrode | 60
| Inlet for inserting monopolar electrode chuch handle. | 60
02-05-00030 | EQUIPMENT: ELECTRO SURGICAL UNIT
MODEL: Electrotom 500 System 2000
COMPANY NAME: JEPRUDO MARTIN
QUANTITY INSTALLED:400
| Thermo couple 89-234-31 | 150
| Power Transistor Bux 80 10073 | 1500
| Electrolytic capacitor 89-226-32 2200 MF 164 | 150
| Bippolar cards 81-285-30 | 150
| Connectin plug for foot switch 4-pole with electric interlock | 111
| Switch Blank LP2 Module II | 225
| Foot - Switch 81.821.02 | 225
| Trans D45 C11 89.221.01 | 300
| Trans 2N 2905 | 225
| IC NE 555N 89.222.02 | 225
| Wire resister 6.8 ohm - 17W 89.225.66 | 600
| Wire resister 6.8 ohm - 9W 89.255.65 | 600
| Oscillator Blank LP3 | 150
| Conductor Blank driving stage LP6 | 150
| Amplification stage LP7 | 150
| Transistor D 44 CLL 89.221.02 | 150
| Complete Module IV | 75
| Transformer Tom 500 89.211.01 | 75
| Connecting plug for foot switch 4-pole with electric inter lock | 75
02-05-00031 | EQUIPMENT: HF Electro Surgical unit
MODEL: GK 450
COMPANY NAME: Aesculap Werke AG
QUANTITY INSTALLED:75
| Sipmos Transistor BUZ 48 TA020716 | 240
| PCB Power supply GK450/207 | 12
| PCB GK 59/218 | 9
| PCB GK170/20 | 9
| IC MC 34004p TA020772 | 30
| IC LM 324N TA020307 | 30
| Handles GK 207 | 75
| Handles GK 208 | 75
| Adapter GK 199 | 30
| Logic PCB GK 170/202 | 45
| Nutral electrod GK 247 | 30
02-05-00032 | EQUIPMENT : Coutery unit, Skin clinic
MODEL : TRC-500 SS
COMPANY NAME : NIZUHO JAPAN
QUANTITY INSTALLED : 13
SITE : ALL GOVERNRATES
| Tri-Pole electrode chack handle with changover. | 132
| Electrodes | 36
| Cooling fan unit. | 30
02-05-00033 | EQUIPMENT : Cryosurgery unit, Skin clinic
MODEL :ERBO KRYO
COMPANY NAME : ERBA GERMANY
QUANTITY INSTALLED: 26
SITE : ALL GOVERNRATES
| Pilot Lamp (main) | 60
| Foot switch complete. | 60
| Pressure gauge | 30
| Mains socket | 30
| High Pressure gas connecter | 60
| Low pressure Gas outlet conneter. | 60
| Soleniod valve (MV,1,2) | 30 set
| Relay (Re 1,2) | 30 set
| PRESSURE REGULATER | 30
| PROP | 30
02-05-00034 | EQUIPMENT : Bath, Butterfly,
MODEL:PE-700
COMPANY NAME:YAESU JAPAN
QUANTITY INSTALLED: 26
| Jet streamer pump | 33
| Steel Ball P70303 | 30
| Motor P70051 | 30
| Bubbler Pump. | 30
| Pressure gauge. | 30
02-05-00035 | EQUIPMENT : Water Bath
MODEL: 370' electric
COMPANY NAME: JOOKOO
QUANTITY INSTALLED:78
| Heater | 165
| Stirrer unit | 30
| Temperature controller | 66
| Heater Pilot lamp. | 60
| Switch | 150
02-05-00036 | EQUIPMENT: Water Bath, 50 litres
MODEL:D2-159
COMPANY NAME:JOOKOO JAPAN
QUANTITY INSTALLED:26
| Thermoregulator dial | 30
| Thermoregulator | 30
| Tiner | 60
| Thrermoster | 60
| Power switch | 30
| Heating element. | 150
02-05-00037 | EQUIPMENT : Microscope , Operating ( Ophthalmic)
MODEL :CMS 500
COMPANY NAME : TOPCON JAPAN
QUANTITY INSTALLED: 13
| Tungsten lamp 6v, 33w | 1500
02-05-00038 | EQUIPMENT : Microscope, ( Operating ENT )
MODEL: ENT
COMPANY NAME : TOPCON JAPAN
QUANTITY INSTALLED : 26
| Halogen lamp unit | 1500
02-05-00039 | EQUIPMENT: Microscope
MODEL : BH2-CD
COMPANY NAME : OLYMBUS JAPAN
QUANTITY INSTALLED : 39
| ABBE Condenser | 30
02-05-00040 | EQUIPMENT : Microscope , binocular, Fluorescence,
MODEL : BH
COMPANY NAME :OLYMPUS JAPAN
QUANTITY INSTALLED :39
| All Kinds of Barrierfilters | 30 set
| All Kinds of exciter filters | 30 set
| PLASTIC WARM WHEEL | 30
02-05-00041 | Microscope for (eye) operation theaters,
MODEL: OMS-100
COMPANY NAME: Topcon, Japan
QUANTITY INSTALLED:30
| Foot Switch 413000003 | 15
| Complete motor 4110720481 | 15
| Halogen Lamp 15V 150W | 600
| complete motor 4110710321 | 15
| complete head | 15
02-05-00042 | EQUIPMENT:Microscope for (ENT) Operation theaters,
MODEL: OMS-80
COMPANY NAME: Topcon, Japan
| Zooming Micro motor 4110710320 | 15
| Gear 4110821093 | 15
| Lamp holder | 150
| Gear 4110821080 | 15
02-05-00043 | EQUIPMENT:Microscopes
MODEL: OPMI-1-FCETC and OPMI-MD ETC
COMPANY NAME:Zeiss - Germany
QUANTITY INSTALLED:25
| DC motor drive INR 141.705 | 12
| DC motor INR 126.314 | 12
| Transformer 129974 | 6
| Transoformer 129973 | 6
| Fan motor 123126 | 6
| Worm gear 303443.0033 | 24
| Fc light guide 2.2m 3034818104 | 12
| Halogen lamp 12V 100W 3800799040 | 300
02-05-00044 | EQUIPMENT:MICROSCOPE
MODEL : BHC
COMPANY NAME: OLYMPUS
QUANTITY INSTALLED:300
| Tungsten Blub | 1500
| Objective lens oil power 100 | 150
| Objective lens power 60 | 75
| Objective lens power 40 | 90
| Eye piece power 10 X | 90
| Auxiliary lens | 30
| Condencer | 30
02-05-00045 | EQUIPMENT :Oxygen Humidifier
MODEL :A2-107
COMPANY NAME: MARUBNI JAPAN
QUANTITY INSTALLED: 300
| Flow meter top cover | 1200
| Float | 1200
| float ball for flow meter | 1200
| Rubber packing | 1200
| Cuide | 1200
| O-Ring | 1200
02-05-00046 | EQUIPMENT : Sphygmomanometer
MODEL : bed head Mounted (A3-2)
COMPANY NAME: MARUBNI JAPAN
QUANTITY INSTALLED :200
| Head Screw | 60
| Rubber Packing | 60
| Fuflt. | 60
| Scale Plate. | 60
| Contamer | 330
| Tube Packing | 330
02-05-00047 | EQUIPMENT : SPHYGMOMANOMETER
MODEL: 1104
COMPANY NAME : MARUBNI JAPAN
QUANTITY INSTALLED: 975
| Head Screw HM-1104(CAT) | 330
| RUBBER Packing | 750
| Fuelt | 180
| Roshi | 180
| Container | 180
| Tube Packing | 180
| Glass Tube | 330
| Rubber Inler Bulb | 180
02-05-00048 | EQUIPMENT: Blood pressure Manometer (Sphygmanometer)
MODEL: MERCURY
COMPANY NAME: Yamaguchi Medical Instrument, Japan
QUANTITY INSTALLED:3000
| Bulbs with Valves Nb.15 | 15000A
| Air Rubber Bag Complete Nb.37 | 9000A
| Air Valve | 6000A
02-05-00049 | EQUIPMENT:Slit Lamp
MODEL: 900
COMPANY NAME: HAAG-STREIT, Switzerland
QUANTITY INSTALLED: 50
| Lamp 6V-4.5A 27 W | 300
| Transformer | 30
| Lamp cover | 150
| Wheel cover | 60
| Complete head | 30
| Tonometer | 24
02-05-00050 | EQUIPMENT : Test type, Opthalomology Remot Control
MODEL :EAO72
COMPANY NAME:
QUANTITY INSTALLED:65
| Halogen Bulb | 300
02-05-00051 | EQUIPMENT : Audiometer
MODEL :AS-30+TR10 3604
COMPANY NAME: SAGAMI DENKI JAPAN
QUANTITY INSTALLED: 13
| lamp (1) | 150
| Lamp (2) | 150
| patient Cable Conection | 150
02-05-00052 | EQUIPMENT : Diagnostic set,( Physiotharapist)
MODEL : A3-40
COMPANY NAME: MARUBNI
QUANTITY INSTALLED: 78
| Lamp. | 1500
| lamp halogen 4 V | 660
| lamp halogen 3 V | 660
| rechargeable battery | 600
02-05-00053 | EQUIPMENT : Refractometer
MODEL:1000F
COMPANY NAME :NIKON
QUANTITY INSTALLED :13
| Lamp (Green Gross Tangets lamp.) | 300
02-05-00054 | EQUIPMENT : Screen Laser
MODEL :A3-52
COMPANY NAME :MARUBNI
QUANTITY INSTALLED :13
| Light bulb (6.3v,0.15A) | 300
| Light bulb (8v,1A) | 300
02-05-00055 | EQUIPMENT: ULTRA SONIC THERAPY
MODEL: Therasonic Five
COMPANY NAME: EMS, England
QUANTITY INSTALLED:75
| Main Board complete 54-8 | 45
| Power Amplifier PCB Complet 54-5 | 45
| Transistor FET 2SK-175/6 18-36 | 600
02-05-00056 | EQUIPMENT: UV& IR LAMP
MODEL 3030
COMPANY NAME ENRAF NONIUS DEIFT-HANAU
QUANTITY INSTALLED 150
| IR-21OHM 4931 | 300
| IR-11OHM 42882 | 600
| UV-A 1035 | 150
| UV-B 1034 | 150
02-05-00057 | EQUIPMENT : UV& IR LAMP
MODEL Supper 2000
COMPANY NAME ASTRALUX
QUANTITY INSTALLED 250
| IR 24OHM 95.028.220 | 1500
| IR 16OHM 95.028.220 | 1500
| V ASH 455E6 2026.8 | 75
02-05-00058 | EQUIPMENT : Ultraviolt Lamp
MODEL:A3-37(SE -600)
COMPANY NAME :MARUBNI
QUANTITY INSTALLED:75
| Lamp. | 3000
02-05-00059 | EQUIPMENT : Infrared
MODEL: L204
COMPANY NAME:MARUBNI
QUANTITY INSTALLED:52
| Lamp | 330
02-05-00060 | EQUIPMENT : Low Frequency therapy
MODEL:NEAROTEN 726
COMPANY NAME:SIEMENS GERMANY
QUANTITY INSTALLED:39
| Circuit board A1 53 36 565 E2200 | 30
| Circuit board A2 53 36 599 E2200 | 30
| Circuit board A4 53 36 644 E2200 | 30
02-05-00061 | EQUIPMENT : Microwave therapy
MODEL: RADIO THERM 706
COMPANY NAME :SIEMENS GERMANY
QUANTITY INSTALLED :39
| Circuit board A1 47-45 BB543 | 30
| Circuit board A2 47-45 337BB43 | 30
| Power transformer Tr1 | 30
| dos Switch Assembly | 30
| Director cable | 30
| Diode-H463-3 H.F H.V | 30
| Circuit board assy P.No. 4536348EH703 | 30
| Timer | 30
| Push Button power switch 4918978 | 30
| Lamp | 60
02-05-00062 | EQUIPMENT: Coombs cellwasher automatic
MODEL:D2-58
COMPANY NAME: MARUBNI
QUANTITY INSTALLED: 26
| Nozzle 473777 | 45
| Adapter 473778 | 45
| Door switch ber 473427 | 30
| Lock arm 474431 | 30
| Antoning 474428 | 30
| Grommet 47736 | 30
| HK Micro key Bearing housing 477755 | 30
| Danper Assy 456166 | 45
02-05-00063 | EQUIPMENT : soner(diagnostic)
MODEL:A4-4
COMPANY NAME:MARUBNI-ALOKA
QUANTITY INSTALLED:13
| AUS 28H-SM-3.3MHZ | 66
| BOARD 1772 | 30
02-05-00064 | EQUIPMENT : Electro phorsis
MODEL:238
COMPANY NAME: JOOKOO JAPAN
QUANTITY INSTALLED:26
| Power Transformer 220V (out 40 V0.1A) (20V 0.2A) (50V 0.1A) | 30
02-05-00065 | EQUIPMENT: Electrophoresis appartateus
MODEL: ELVI
COMPANY NAME: ELVI ITALY
QUANTITY INSTALLED:50
| 79960,79530 Kit | 6 Pack
| 160 920 Kit containing on black One red pen | 12
| Celleluse Acetate poliphon papers | 30 Pack
| 160 930 Packing of 10 optical glass | 31 Pack
| Paper roller for proper every pack contains | 12 Roll
| Scanner complet | 3
| electrophoresis wall tancks | 6
| PRG-62005 - K Rectal probes | 480 PCS
| Thermosenstive paper rolls. | 180 PCS
| A.P.T. SE 15 probe box. | 15 PCS
| STANDAR SOLUTION | 150 Set
02-05-00066 | EQUIPMENT :WATER DISTONATION
MODEL:EXLCO
COMPANY NAME: EXLCO
QUANTITY INSTALLED:150
| BOILLING FLASK | 150
| CONDENSER FLASK | 150
02-05-00067 | EQUIPMENT :DI Still, 8 Litres 1 hour
MODEL:(FI-STREEM) BARNSTEAD
COMPANY NAME: SYPRON USA
QUANTITY INSTALLED:26
| Heating element 6278 | 300
| Limet switch for level device 4703592 | 60
| Main Raw water Pressure sensor 06750 | 60
| O-Ring parker 2-211N398-7 6440 | 60
| O-Ring parker 2-214N398-7 6441 | 60
| O-Ring parker 2-238E540-8 6808 | 60
| Bridage Rectifier 515UB20 | 60
| Relay A,B,C sets 285 | 60
| Flow valve Brooks- Mite 27 | 30
| Boiler (Rear & Front) 65461 | 90
| Condenser 6752 | 60
02-05-00068 | EQUIPMENT : Shaker Electric
MODEL:KR-3(D2-32)
COMPANY NAME:MARUBNI
QUANTITY INSTALLED:52
| Speed Control | 150
02-05-00069 | EQUIPMENT : Auto-analyzer, enzymes, centrifugal
MODEL: (D2-036)
COMPANY NAME: SHIMADZU
QUANTITY INSTALLED:13
| Solenoid valve assem for disponser 204-6 2-21 | 30
| All-fuses used inunit All | 30 set
| Compressor oil barrel freez 56SH4L/CAN 200-64132-31 | 30
| Solenoid valve (Diaphram) 204-62341 | 30
| Solenoid valve (Poppte type) 204-62341-01 | 30
| Zener Diode | 30
| High pressure line tubing 016-46006 | 30 set
| Lamp-1 | 150
| Lamp-2 | 150
| Electro magnetic valve 204-62349 | 30
| Pipetter packing | 30
| Floppy disc | 300
| Teflon half-union | 30
| Sylinder assem-1 | 60
| Teflon connector | 60
| Flow cell | 30 set
| Printer unit | 30
| All types of tubing used. | 30 set
| ALL TYPE OF SOLUTION | 300 set
02-05-00070 | EQUIPNENT: Haematology analyzer2
MODEL:S 880
COMPANY NAME: Coulter Electronics LTD
QUNTITY INSTULLED 10
| CHOKE,008 Orifice 6213006 | 15
| Choke,006 orifice 6213009 | 15
| Choke,025 orifice brown 6213015 | 15
| Valve, pneu 3wy. 6232075 | 6
| Wbc aperture housing 6702275 | 6
| RBC APERTURE HOUSENG 6802865 | 6
| VACUUM REGULATOR assy. 9368363 | 3
| Check valve 6214107 | 9
| Tubing 3202038 | 15 meter
| Tubing 3202036 | 6 meter
| Tubing 3203015 | 6 meter
| Tubing 3203016 | 6 meter
| ALL TYPS FO SOLUTION | 150 set
02-05-00071 | EQUIPMENT:AUTOANALYZER
MODEL:COULTER COUNTER
COMPANY NAME:COULTER ENGLAND
QUANTITY INSTALLED:13
| Aperture housing Assy for RBS&WBC 6701588/6701589 | 30
| C;eamomg/dilvent exchange valve 6803659 | 30
| Dilvent dispenser 6802827 | 45
| Solenoide valve VL-40 0890C-23 | 60
| S.V. VL-41 0890C-13 | 60
| Check valve 0890C-13 | 60
| O-Ring (Large) 2512104 | 60
| O-Ring (Small) 2512010 | 30
| Pressure Switch for level detectors 5115009 | 30
| Printer solenoid. 7217001 | 30
| Pilot actuator 62110155 | 30
| P.C.B 7410801 | 30
| Key board Assy (4300226/6854028) | 30
| Preamplifier PCB 9368713 | 30
| Vacuum pump 0890C-9 | 30
| Vacuum pump 0890C-19 | 30
| Cap Reteirer for VL-34 1008974 | 30
| Blood sampling valve 6703765 | 30
| Double Action pinch valve 6804896 | 30
| Solenoid valve 24V 6232075 | 60
| Tubing A 3203016 | 30 set
| Tubing B 3203015 | 30 set
| Tubing C 3203036 | 30 set
| WBC/RBC Disponser (10ml)Pumps 68523541 | 30
| HGB lamp 9768366 | 60
| Check valve (Large) 6214107 | 30
| Check valve (Small) 6214108 | 30
| O-Ring 2523119 | 60
| Changing valve VL-34 6803659-3 | 30
| Pressure Switch for level delectors 5115009 | 30
| Solenoid valve 6214087 | 60
| P.C.B 7611001 | 30
| Printer Belt | 30
| Soleniod valve 813-0691-9 | 30
| Internal electrode | 30
| Sample disc | 30
02-05-00072 | EQUIPMENT: Auto Analyzer
MODEL: CL-12
COMPANY NAME: SHIMADZU
QUANTITY INSTALLED:13
| Air Cylinder 042-90040-23 | 12
| Pipetter Nozzle 1 204-62238 | 12
| Pipetter Nozzle 2 204-62239-01 | 12
| Pipetter Nozzle 3 204-62239-02 | 12
| Pipetter Nozzle 4 204-62239-03 | 12
| Cylinder Assy 1 204-62306 | 12
| cylinder Assy 2 204-62306 | 12
| Lamp 1 204-62862-01 | 24
| Lamp 2 204-62862-02 | 48
| Photo cell | 24
| typewriter Paper | 60
02-05-00073 | EQUIPMENT: AUTOANALYSER
MODEL: CUJ SSB4
COMPANY NAME: SHIMADZU
QUANTITY INSTALLED:10
| SOLUTION FOR ALL TYPE TEST | 150 set
| POWER TRANSESTOR EUG 33-050 30A-500 V | 15
02-05-00074 | EQUIPMENT: ANALYZER AUTOMATED STAT. / ROUTINE
MODEL: (ASTRA - 8)
COMPANY NAME: Beckman lnstruments, INC
QUANTITY INSTALLED:10
| program diskettes (1,2,E:) | 30 set
| Think-Jet printer Model:HP2225C | 30
| set of pcb,s | 15 set
02-05-00075 | EQUIPMENT: blood Gas Analyzer,
MODEL: ILS1303,1985
COMPANY NAME: U.S Instruments laboratory Systems
QUANTITY INSTALLED:13
| Gas Mixing unit | 30
| Sensor Sampling Assembly 50149 | 24
| ELECTROD | 39
| ALL TYPE OF SOLUTION | 150 set
02-05-00076 | EQUIPMENT: Calcium Analyzer
MODEL: SS-20 NIKKAKI
COMPANY NAME:Orion Research, Japan
QUANTITY INSTALLED:13
| Calcium Sensor | 6
| NA Analog Card | 6
02-05-00077 | EQUIPMENT : Analyzer , Glucose,
MODEL: CL-720
COMPANY NAME: SHIMADZU
QUANTITY INSTALLED:13
| Mirror 204-25367-01 | 30
| Filter 204-54074 | 60
| Joint (1) with pump 204-56111-02 | 30
| Joint (2) with pump 204-56111-01 | 30
| Rotor Disc 204-56113 | 30
| Roller 204-55320 | 30
| Shaft 204-55321 | 30
| Guide 204-56425 | 30
| Transistor MJE-700 060-49003 | 30
| Transistor 2N3055 060-49002 | 30
| Digital Power unit 204-54643 | 30
| Printer 204-55025 | 30
| Thermol head 078-15005-01 | 30
| Control unit 204-54206 | 30
| CPU Board 204-52618-01 | 30
| ROM Board 204-52610-01 | 30
| Input Board 204-52608 | 30
| Output Board 204-52606 | 30
| Printer Driver Board 204-56550 | 30
| Back up Board 204-56771 | 30
| Key Switch (No Lamp) 200-76017-00 | 30
| Key Switch (With Lamp) 200-76-17-10 | 30
| Analog Switch IC, TL191 C-N 200-73019 | 30
| conventer IC, MC 14433 075-22144-33 | 30
| Led for push botton switch | 30
| Tungston lamp. | 60
02-05-00078 | EQUIPMENT : Analyzer, sodium / Potassium
MODEL:NAKCL/1
COMPANY NAME:TOA JAPAN
QUANTITY INSTALLED:13
| Pump motor | 30
| Tube for pump (BI,BR-1-Waste) 3 Pcs/set | 30 set
| Thermistor | 30
| Electrode (CL-K-No) CL333,K-333 Na-333 | 30 set
| Refrence electrode HC-333 | 30
| Flow cell 70x25x25 | 30
| Tip for Micro Piltter | 30000
| Tyon tube | 30
| level sensor | 30
| Thermostat | 30
| Analog card forcl 990551-2 | 30
| Electrode C Reference electrode | 30
02-05-00079 | EQUIPMENT : Digital Diluter Pipetter
MODEL:DIP-1
COMPANY NAME:SHIMADZU
QUANTITY INSTALLED:78
| Hand pipetter 204-04061 | 30
| Stepping motor PH266-32-200-8426-03 | 60 set
| CPU-P.C board Assy lec A204-02088 | 30
| Soleniod valve -02504 | 60
| Nozzel assy CP/N204-02509) | 60 set
| Srring-1ml (204-02405-04) | 60 set
| 100 Micro syring (204-02405-02) | 60 set
02-05-00080 | EQUIPMENT : MICRO CENTRIFUGE
MODEL:MC-300
COMPANY NAME: HITACHI
QUANTITY INSTALLED:26
| Pump 477414 | 30
| Solenaid valve 477255 | 45
| Doorlock base Assy 336923 | 30
| Release 473185 | 30
| Solenoid 474416 | 45
| Connecter 477759 | 45
| Grommet 474425 | 30
| Roter Assy 214361 | 30
| Distribnter Assy 214453 | 30
02-05-00081 | EQUIPMENT: centerfuge
MODEL T5 & T30
COMPANY NAME Intermed W.Germany
QUANTITY INSTALLED 150+150
| Electric motor rpm max 5500 (type1030 5/5) 220V freq. 50HZ | 150
| Electrin motor 220V 80W (type 1009 10) 5000 rpm | 150
02-05-00082 | EQUIPMENT : Centrifuge, microhaematocrit
MODEL:MC-201
COMPANY NAME:HITACHI
QUANTITY INSTALLED:52
| Timer 482819 | 300
| Speed meter 982821 | 45
| Printed Circuit board 346594 | 45
| Motor assembly P/N 342751 | 150
| Relay #3 5400618 | 54
| Main pilot lamp. 982818 | 66
| Timer GRIP 482820 | 60
| CB holder 482816 | 90
| PG assembly 477277 | 30
| Interlock Switch 477275 | 60
| Rubber Cushion 477281 | 60
| Capillary tube 47727 | 150
| Cover assembly 346543 | 30
| Putty for sealing 477279 | 30
| Scaleplate (Centrifuge) 338828 | 30
| IC 47743420 | 30
| cover assembly 5300066A | 30
| IC HA17815P | 30
02-05-00083 | EQUIPMENT: Micro Centrfuge
MODEL: Haematocrit
COMPANY NAME: Hitachi, Japan
QUANTITY INSTALLED:50
| Main control Board | 30
| Armature | 30
02-05-00084 | EQUIPMENT: CENTRIFUGE
MODEL:PCV
COMPANY NAME: HAWKSLEY‚SONS‚Ltd, UK
QUANTITY INSTALLED:75
| Motor Complet 11000 rPM 220 V AC 147454/9D | 75
| Micro Switch | 60
| Timer | 60
| Carbon Brush | 300
| Armature rotor | 60
02-05-00085 | EQUIPMENT : Centerifuge Cytosedimentation
MODEL:1250
COMPANY NAME: SAKURA
QUANTITY INSTALLED:26
| Rotor Fixing unit | 30
02-05-00086 | EQUIPMENT : Tissue staining machine Automatic
MODEL: D2-64
COMPANY NAME: SAKURA
QUANTITY INSTALLED: 13
| Micro Switch | 30
| Motor | 6
02-05-00087 | EQUIPMENT: Bloode cell counter
MODEL:PC-810
COMPANY NAME:SYMIX
QUANTITY INSTALLED:13
| Solelenoid valve (12V [813-0699-8]) | 60
| Solinoid valve 823-0959-1 | 60
| Thermiston 813-0779-9 | 60
02-05-00088 | EQUIPMENT : Sterilizer , Steam
MODEL: TABLE TYPE F1-27
COMPANY NAME: ODLAGE
QUANTITY INSTALLED:26
| Filter for water supply. | 660
| Timer | 66
| Pressure gauge | 66
| Slide plate. | 30
| Steam Ejecter valve | 66
| Drum for model SP-2-3 | 132
| Solenoid valve for Steam. | 66
| Solenoid valve for Water. | 66
| Check valve T-125 | 66
| Check valve JTS-10K | 66
| HETER ELEMENT | 150
02-05-00089 | EQUIPMENT:AUTOCLAVE
MODEL:YHE-960+YVE-46
COMPANY NAME: Takizawa Medical, Japan
QUANTITY INSTALLED:50+75
| Heater 380 V 12KW for Horizontal Autoclave model YHE-960 | 75 set
| Steam injector for Horizontal Autoclave model YHE-960 | 45
| Heater 380 V 8KW for Vertical Autoclave Model YVE-46 | 90
02-05-00090 | EQUIPMENT : Sterilizer, steam
MODEL: double door.(F1-30)
COMPANY NAME:SAKURA
QUANTITY INSTALLED:39
| One shaft motor unit 3PH-Motor | 30
| Wire for one shaft motor. | 60
| Oil-seal for vacuum pump. AK-35488 | 60
| Oil-seal for vacuum pump. FAJ-3552R | 60
| Bearing for vacuum pump 6206V | 60
| Bearing for vacuum pump 6206 | 60
| Bearing for vacuum pump N0206 | 60
| O-Ring for vacuum pump OG-230 | 60
| O-Ring for vacuum pump OG-55 | 60
| Washer for vacuum Pump AW-06 | 60
| Trap wibt ½ | 30
| Air Leak valve 3/8 | 36
| Check valve ½ | 36
| Check valve ¼ | 36
| Check valve ¾ | 36
| Ball valve 12 | 30
| Ball valve 3/8 | 30
| Solenoid valve (3 ways) 1/4 | 96
| Solenoid valve for seal 1/4 | 270
| Steam trap wibt 15A | 102
| 3 way Air valve | 300
| Vacuum pum KT-100E | 90
| Filter main | 30
| Transformer (Tes 1/4) | 30
| Source steam valve (T-150 BD 3/4) | 36
| Thermo Resistance (HKP-15) | 30
| Thermo couple (C-1) | 30
| Puper for record | 15000
| 3 Way Air valve SV062SE-80-2W | 30
| Safty valve | 30
| Pressure reducing valve RD-IT23/4 | 30
02-05-00091 | EQUIPENT AUTOCLAVE
MODEL: VND V/3/48
220/380V,50HZ,9KW.14.5A
COMPANY NAME:ODELGA A-1160 WIEN KOPPSTR.103 AUSTRIA
QUNTITY INSTALLED 10
| PISTON ASSEMBLY 464-905 | 18
| HEATING ELEMENT | 30
02-05-00092 | EQUIPMENT:Horizontal Autoclaves No: Box25 AND2
MODEL: 2 horizontal Autoclaves K O/60 X95,380 V Made of Stainless steel Working pressure 2.5 bar 2x2 door-Central closure
automatic control SV3 sterilization of solids
vaccum pump 10604-Independ- ant automtic steam generater Q25 x 55
made of st. Electric 16KW voltage: 380v VPRI+C 18KW Type Lx400 steel.
COMPANY NAME:LEQUEUX
QUANTITY INSTALLED:15
| Pump LRMA 10604 0.75kw 50 02624 A | 15
| Pump TKM 80 380 02640 A | 15
| Bowl TAP MA LN 12/17 01622 B | 15
| Manometer 60G602-1 + 3B 01138 A | 60
| Manometer 60G602-0 + 6B 01138 B | 60
| Drainer AV 10 15 x 21 01699 A | 15
| Valve 34600 125 01990 A | 15
| Valve 983 G1 4.2B 12/17 01711 D | 60
| Poral Filter 23.8/74 3002 O1733 A | 60
| Filter strainer BR 1125 15 01718 B | 45
| Snifting valve 1821 15/21 01695 A | 30
| Thermo cont 25+ 150 100 O1823 A | 30
| Thermo Stat RU 7180+300 02036 A | 60
| Mamostat SP 6K 02209 C | 30
| Mamostat SP 16K ss capot. 02029 B | 45
| Resist C6CU 16K 3 X 380 Complete. 01242 A | 90
| Elect Valve 02785 A | 60
| Elect Valve 13800 169 24V 01901 A | 60
| Elect Valve 14000 003 24V 01902 A | 90
| Recerd. K-1+50/150 8H 24V 01855 A | 15
| Transformer 100 VA 42 751 01428 B | 45
| Fuse Holder 21 471 01390 A | 60
| Cartridge fuse 10 A 10 X 38 GF | 180
| Cartridge Fuse 4 A 10 X 38 AM | 180
| Cartridge Fuse 6A | 180
| Cartridge Fuse 2A 10 x 38 AM | 180
| Miniruptor 83.100.01 W 3 01355 A | 15
| Switcher 400- 1005- 024 -GFS-60 03112 A | 45
| Push botten 4000 101 024 GFS 60 03113 A | 30
| Signal Light 4000 970 B 03114 A | 180
| Aux contact ZB2 BE 101 03109 A | 15
| Aux contact ZB2 BE 102 03109 A | 15
| Progra KKB 5020B12524 Complete 02010 B | 30
| Inter TETE ZB2 BD2 03107 A | 15
| Timer KOF 1 E1 3/30 24 02004 A | 30
| Relay DMR 24V CA007 40912 01494 A | 30
| Relay CA2 FN 131 24V 1290 C | 30
| Contactor LCI D 253 B 24 01304 E | 30
| Contactor LCI D 093 B 24 01304 A | 30
| Therm LRI DO9 307 I 6-2.5 1302 | 30
| Therm LRI DO9 306 I,1.6 1302 | 30
| Therm LRI DO9 308 2.5-4 | 30
| A Timer KOG IIIA 180 24V 2005 | 45
| A Timer KOG 2IIA 1 3 H 24V 2008 | 15
| B Timer KOG IIIA330S. 24V 2005 | 15
| A Signal Light 4000-2-024-GFS 60 3111 | 180
| C Door Gasket 2514 | 60
| A Blow Valve 1821 15/21 1695 | 30
Model :- AP6B EAP 380V
| Contactor LC1D09324 01304 A | 15
| Main cutter device T20 EA 01309 A | 15
sub 20A LCID253
| ON-OFF switch button 31261 1350 A | 15
| Relay CA2FN131 24V 01290 C | 15
| Heatin element A162 1201 | 90
| Lamp olten 24V 1314 | 180
| Thermometer IFC80 50+350 01827 B | 15
02-05-00093 | EQUIPMENT: Ultrasound unit Doppler
MODEL: IM1000
COMPANY NAME: Ausonics company, Australia(Group of Nuclars)
QUANTITY INSTALLED:12
| Probc 3.5 mHz 007-483 | 30A
| Probe 5 mHz | 15A
| TGC Board 040-728 | 9A
02-05-00094 | EQUIPMENT : HB meter
MODEL: HB-N
COMPANY NAME:C-ITOH, Japan
QUANTITY INSTALLED: 75
| Photo Cell | 60A
| Power PC Board | 150A
| Transformer | 30A
| Rotary Resistance | 60A
| Circuit Plate A | 60A
02-05-00095 | EQUIPMENT : HB meter
MODEL: HB214
COMPANY NAME:C-ERMA
QUANTITY INSTALLED: 75
| CILILOSE STANDAR SOLUTION | 150
02-05-00096 | EQUIPMENT : Billrubin – meter
MODEL:CAPLIAX 111
COMPANY NAME: SAKURA
QUANTITY INSTALLED:13
| STANDER 20 | 60
02-05-00097 | EQUIPMENT : Billrubin – meter
MODEL: Micro Billmeter
COMPANY NAME: ERMA INC, Japan
QUANTITY INSTALLED:120
| Main PC Board | 150B
| Power PC Board | 150B
| Sample Holder Assy | 30B
02-05-00098 | EQUIPMENT: PH Meter,
MODEL: HGC-10
COMPANY NAME: DKK, Japan
QUANTITY INSTALLED:13
| PH electrode 1312GC | 90
| FILTER | 30
02-05-00099 | EQUIPMENT : Flame photometer
MODEL:PF
COMPANY NAME: Jenway Ltd
QUANTITY INSTALLED:75
| Nebulizer (complete) | 90A
| Compressor | 30A
02-05-00100 | EQUIPMENT : SPECTROPHOTO METER
MODEL: Specol 10
COMPANY NAME : Carl Zeiss, Germany
QUANTITY INSTALLED:300
| Indicating inst 558-5616 | 150A
| Blue Photo Cell 211-891/1 | 150A
| Red Photo Cell 211-892/8 | 150A
| Potentiometer 146-208/4 | 450A
| PCB | 150A
| CUVATT | 300
02-05-00101 | EQUIPMENT:Anaesthesia
MODEL: BN-75
COMPANY NAME: Carba, Switzerland
QUANTITY INSTALLED: 75
| Vaporizer (Flothen) Flotic-3 | 300
| Valve spindle complete for oxygene | 30
| Valve spindle complete for nitrogene | 30
| Oxygene gauge N-59000-011 | 60
| Nitrous oxide gauge N-5900-008 | 60
| O2Z3.173616 | 30
| N2OZ.17347 | 30
| N18000-069A O-ring | 150
| Z416829 cone | 60
| O2block Z9.16097 | 60
| Gasket Z4-11445 | 300
| N18000-040A O-ring | 300
| Z4-16221 cap. | 60
| N2OSafety Z9.16118 interlock | 60
| Pipeline block Z9.15999 | 150
| Complete flow meter for oxygene + nitrogene | 30
| On-Off knob complete for oxygene + nitrogen | 30
| Z4.14779 sealing ring | 150
| N4 859000-008 manometer D50 1/8" V 0-100 bar | 60
| N4 59000-011 manometer D50 1/8" V 315 bar | 60
| Contineous flow vaporizer for flouothane | 150
02-05-00102 | EQUIPMENT:Endoscope
MODEL: GIF-XQ10 , XQ20
COMPANY NAME: Olumpus, Japan
QUANTITY INSTALLED:30
| Biopsy Valve | 15
| GM8204 3.2 lux channel | 30
| GM8203 2.0 lux channel | 60
| GM1466 check valve | 15
| GM9099 O ring | 60
| GP0516 O rign | 60
| S.Nut | 15
| AW.Nut | 15
| Knob ornament | 15
| Air valve | 30
| Suction valve | 30
| O.Ring for water inlet | 90
| F.Mask | 30
02-05-00103 | EQUIPMENT:Endoscope
MODEL: GIF - P10 & P20
COMPANY NAME: Olympus
QUANTITY INSTALLED:30
| ZB72090A NS-Unit for GIF-P10 | 15
| ZB5768.L.G connecting tube. | 15
| GS0181 G-Channel | 15
| GM8156 2.4 1ux channel | 15
| GM8203 2.0 1ux channel | 30
| GM9040 O ring | 60
| GS9017 O ring | 60
| GS9016 O ring | 60
| GS0557 F-mask | 15
| GS9001 O ring | 60
| GS9005 O ring | 60
| ZB5890 cover glass unit | 15
| ZB 5778 eyepiece unit | 15
| GS9006 O ring | 60
| GS9007 O ring | 60
| GS9009 O ring | 60
| GS9008 O ring | 60
| GS9011 O ring | 60
| GS9002 O ring | 60
| GS0555 Wire stopper | 60
| ZB 60006 IG mont unit | 15
| GS 50054 2.7 IG mount | 162
| GM 8212 lead wire – Green | 30
| GM 8213 lead wire – Orang | 30
| GM 8278 lead wire – Blue | 30
| GM 8279 lead wirw – white | 30
| A-Rubber | 30
02-05-00104 | EQUIPMENT:Endoscope
MODEL: GIF-P3
COMPANY NAME:Olumpus, Japan
QUANTITY INSTALLED:30
| NS-Unit for GIF-P3 ZB54720A | 15
| ZB168500 L.G connecting tube. | 15
| GM146600 check valve | 15
| GM278200 valve | 30
| CP0516 O ring | 60
| GP4343 F-Mask | 15
| GM9099 O ring | 60
| GP884900 Connecting Base | 30
| GM442200 Plate | 60
| GQ003600 Stoppers | 60
| GP250700 2.6 screw | 60
| GP07600 Stoppers | 15
| GP307600 W.moth piece | 15
| GM8204 3.2 Lux channel | 30
| GP4064 Resistor | 15
| GP3078 S.mouth piece | 15
| GM8203 2.0 lux channel | 15
| GP4346 L-Ring | 15
| GP4344 F-mask | 15
| GP0594 Contact pin | 105
| WE107034 Screw PSK 1.4*3.5 SB | 150
| WE115179 Screw PUK 1.7*2.5 SA | 300
02-05-00105 | EQUIPMENT:Lung Ventilation Equipment, Manley Ventilator
MODEL: MN2
COMPANY NAME:Blease Medical Equipment Ltd., UK
QUANTITY INSTALLED:120
| 630114 V1 Valve | 150
| M3200 V2 Valve | 150
| 63.02128 V3 Valve | 150
| ST 2105 B2 Bellows | 300
| ST 2105/1 B1 Bellows | 300
| ST 2105/4 Neg. Bellows | 300
| V3 Valve diaphragm 2500 17 | 600
02-05-00106 | EQUIPMENT: DENTAL UNIT
MODEL: Belmont Comp. 350
COMPANY NAME: TAKARA BELMONT
QUANTITY INSTALLED:200
| Air Turbine 4-holes Midwest | 750A
| contra-angle Complete | 750A
| Cartridge for air turbine T-180103 | 1500A
| Cartridge for air turbine T-181103 | 1500A
| Air Motor complete 4-hole | 750A
| CARTIG FOR CONTRA ANGLE | 3000
| MIDDL SHIFT FOR CONTRA ANGLE | 3000
| TRIBLE SRING COMPLET | 1500
| HALOGEN BULB FOR 048 | 6000
| TUBING FOR AIR MOTOR 4/3 LINE(350-057) | 1500
| MICRO PILOT VALVE NC | 900
| MICRO PILOT VALVE NC NO | 900
| MASTER VALVE ASSEMPLY (350-010) | 900
02-05-00107 | EQUIPMENT: DENTAL UNIT
MODEL: New Leo
COMPANY NAME: J. MORITA CORPORATION
QUANTITY INSTALLED:300
| Roter For angle handpiece 0311 | 6000A
| Contra- angle complete 145152 | 750A
| Triple syring complete | 600A
| Turbine handpiece | 600A
| Middle shaft cartridge | 3000A
| Air motor complete | 150A
| JOINT FOR TURBIN HANDPICE 134355 | 600
| VALVE BUDY ASSEMPLY 065108 | 300
| THREE WAY SIRING HOSE | 600
| HULOGEN BULB | 3000
02-05-00108 | EQUIPMENT: Dental Unit
MODEL: KAVO 1033
COMPANY NAME: Kaltenbach & voigt GMBH & Co, Germany
QUANTITY INSTALLED:100
| Super torque turbine hand-piece 553 2100 | 150
| Cartridge for turbine 630 553 5857 | 450
| Set of Bards for unit | 75
02-05-00109 | EQUIPMENT: Infant Incubator and Resuscitater
MODEL: 89 + 165
COMPANY NAME: VICKERS
QUANTITY INSTALLED:100
| Canopy-With Fittings 089-11-002 | 30A
| Heater 500/240 185-09001 | 300A
| Lamp-Floru 15W 14685-45 | 1200A
| Switch-Starter 80006 | 6000A
| Capacitor 4mF 250V 14687 | 150A
02-05-00110 | EQUIPMENT: Isolete Infant Incubator
MODEL: C-86
COMPANY NAME: AIR SHIELDS Co., USA
QUANTITY INSTALLED:100
| Iris port sleve 1261500 | 15000
| Thermistor 26-503-10 | 600
| Thermostat Capsule 26-557-70 | 600
| Potentiometer W/W afer SW 17-529-44 | 600
| Twist Lock Socket 220V 12-501-00 | 600
| Power Cord Assy 220V 12-550-70 | 300
02-05-00111 | COMPANY NAME: IVAC, USA
EQUIPMENT: Volumetric Infusion pump
MODEL:l IVAC 630
QUANTITY INSTALLED:400
| Board Assy Interconnect 125076 | 150
| Power regulator 125275 | 75
| Logic Board Assy 125125 | 75
| IC 302121 | 300
| IC 302122 | 300
| IC 302194 | 300
| IC 125008 | 300
| FILL SENSOR | 30000
02-05-00112 | EQUIPMENT: Ultrasound diagnostic
MODEL: sonoline sx / ccir.+SL/1
COMPANY NAME: Siemens ag/Germany
QUANTITY INSTALLED: 20+10
| Linear array 3.5 mh 2/s1 std. Scan lenght 11.4 cm cat. No. 8339 509. | 150
| Cda-sector medium focus 3.5mhz cat no. 54 47 388 | 150
| Service Manal for sx/ccir & S1-1/ccir | 6set
| power supply board | 15
| prop 10 MHZ | 3
| FAN MOTOR | 15
02-05-00113 | EQUIPMENT: HEMODIALYSIS MACHINE
MODEL: A1008d
COMPANY NAME:FRESENIUS AG
QUANTITY INSTALLED: 60
| Float switch 6501211 | 90A
| PVC tube 5452041 | 120A
| Silicon tube. 545364 | 120A
| silicon tube. 5453721 | 150A
| Clip (block) fordial tube 5727211 | 150A
| Filter hydro block A1008D 6500771 | 150A
| Throttle constaund flow 5662471 | 150A
| Heater bar 6412721 | 300A
| Balancing chamber CP1 5662231 | 120A
| Silicon tube 5453561 | 150A
| Dialysate connector red 6419841 | 60A
| Dialysate connector blue 6419851 | 60A
| Level sensor 6300171 | 120A
| Throttle recirculation 5662261 | 150A
| Throttle glass fororfice (4W) 6502801 | 150A
| Orifice (4L) 5662481 | 150A
| P.C.B 287C 6509121 | 60A
| P.C.B 241 6504141 | 60A
02-05-00114 | EQUIPMENT: WATER TREATMENT FOR KIDNY MACHINE
MODEL: WATER SOFTENER
COMPANY NAME:.Gulligan International Co.
QUANTITY INSTALLED:50
| Raw Water Pressure system | 90A
| RIV 40 x 25 | 150A
| BIV 32 | 150A
| Valve 32 (Plain) | 150A
| RIV 32 x 25 | 150A
| RIV 40 x 20 | 150A
| Tube tangit PVC adhesiv | 150A
| TEG 90 @ 40 TIV | 150A
| Union 50 @ 25 BIV | 150A
| Valve 3 Way | 150A
| Model filter TW (30-4641) | 60A
| Model filter type (4406-93) | 60A
02-05-00115 | EQUIPMENT: Hemodialysis machine
Model : AK 10
COMPANY NAME: GAMBRO
QUANTITY INSTALLED:75
| Power supply board (1) K04538 H | 90
| Motor control board (2) K04447004 | 90
| Control Logic board (3) K12284001 | 90
| Moonting plate compl. K05998 A | 90
| Condoctinity meter K04651001 | 120
| Temperature Meter K04650001 | 120
| Negative pressure meter K07107001 | 120
| Power supply board meter K04538 G | 120
| Motor control board K04525 F(DEM) | 120
| Microprocessor I board K10229002 | 120
| Analog guard boord K04528 E | 120
| Microprocessor II board K10229002 | 120
| Meatin certridge K04981001 (24ov) | 150
| Vessel K04694 A | 60
| Over heating guard K07422 A | 120
| Proportioning valve K05585 B | 120
| Pomp with motor K04810 A | 60
| Pompoint comp. K04585 D,F,H,L | 60
| soction tobe complete K12054001 | 60
| Degesin uint K04621 A | 60
| Conuctinity ceel K04629 B | 60
| O-ring 100319008 | 150
| O-ring 100319032 | 150
| O-ring 100319026 | 150
| O-ring 100335001 | 150
| O-ring 100319009 | 150
| By pass block assy K06301002 | 60
| Tempertere transducer K04857001 | 120
| blood leak detector K06163001 | 120
| Flow meter assy. K04622A | 120
02-05-00116 | EQUIPMENT NAME: KIDNEY MACHINE
MODEL: NYCOTRON
COMPANY NAME: NYCOTRON
QUANTITY INSTALLED:20
| Water pressure adj. Compl. 56310 002 | 15
| Cond. Cell 11 56310 038 | 9
| Conn. W/.3.8 " Gyroolock 56310 039 | 30
| Blending Chamber 56310 042 | 15
| Hydr.M. Valve water inlet on/off 56320 004 | 15
| Thermistor Unit 53 Blue-Plug 56320 010 | 45
| Thermistor Unit 54 Orang-Plug 56320 013 | 45
| Thermistor Unit 52 Blue- Yellow-Plug 56320 012 | 45
| Power supply compl. 56320 018 | 9
| Blood pressure unit compl. 56330 025 | 15
| Scket 22 Pins For C.B 56330 039 | 15
| Diff. Trafo unit. 56310 029 | 9
| Knob/4mm shaft. 56340 013 | 9
| Hydr. Main Valve 56320 001 | 6
| heat Exhanger 56320 040 | 3
| Socket J5 56320 005 | 15
| Thermistor terminal n.p.v 56310 023 | 3
| Thermistor Q5 MJE 521 56350 018 | 30
| Fuse 1.6 A.F 1601 | 150
| IC 709 | 60
| IC C 710 | 60
| IC C 741 | 90
| IC LM 555 | 150
| IC 8038 | 90
| IC 1458 | 90
| IC LM 709 | 90
| Q2N 4401 | 90
| Q2N 4403 | 90
| Q2N 3906 | 90
| QBC 212 KA | 90
| QBC 182 KA | 90
| Tranasistor 2N 5458 | 90
| QMJE 371 | 90
| Tranasistor 2N 4037 | 90
| Diode in 5237 | 60
| diode in 5236 | 60
| Diode in 914 | 150
| BC 40 C2200 | 30
| BY 179 | 30
| Diode in 5232 | 30
| Diode in 5240 | 30
| RI 10 V 23012 56360 005 | 15
| RI 1401 56360 006 | 15
| Til 209 Led | 60
| Timer motor complete 56330-021 | 30
| Tubing for BP unit 56330-027 | 2m
| Front meter temp 56340-008 | 6
| Front meter concentration 56340-009 | 9
| Priming buttom complete 56340-017 | 9
| Power cable compl. 56350-015 | 60m
| Dialyser tube.3.8 56370-012 | 60m
| concetrate tube weight 56370-002 | 30
| Nylon screw 56350-021 | 60
| C 100 MF 40 V | 150
| C 22 MF 25V | 90
| C 150 MF 6.3 V | 90
| C 2200 MF 35 V | 30
| C 10 MF | 30
| Tranasistor 7812 | 30
| Tranasistor 7912 | 30
| Recitifier 2200 | 30
| Recitifier 3300 | 30
| Diode in 4004 | 60
02-05-00117 | EQUIPMENT: PHOTOTHERAPY
MODEL HERAEUS
COMPANY NAME DRAGER
QUANTITY INSTALLED 100
Order No./Order No
| Burner Q 406Z7 2M18185/56001200 | 300
| Plexiglass filtter 2M18783/56011791 | 30
| Lanition device 46A 220Va.c/60HZ 56018873/56018373 | 45
| Fan 15W,220V a.c/50 HZ 5601815/6001815 | 60
02-05-00118 | EQUIPMENT:-Electro phorisis
MODEL:-Chromoscan 3/joyce loebl
COMPANY\MANUFACTURER:-Vickers company
QUANTITY :-1
SITE :-Medical city\ Hospital laboratory building
| printid head | 6
| set of bells | 6
02-05-00119 | EQUIPMENT:-Automatic Acoustic impedance meter
MODEL:-Ap 65
COMPANY\MANUFACTURER:-Peters
QUANTITY :-5
SITE :-Medical city\ Hospital consulting building
| Recommended of spare part | 15
02-05-00120 | EQUIPMENT:-Apnea /respiration monitor
MODEL:-
COMPANY\MANUFACTURER:-Air shield
QUANTITY :-10
SITE :-Medical city\ Hospital Baghdad
| Transducer ,blue cover 350059 | 750
| printer circuit board 350024 | 15
| Switch ,toggle spot 350013 | 15
| Switch, rotary 350021 | 30
| Alarm andible 1765221 | 15
| R20,21 1721514 | 30
02-05-00121 | EQUIPMENT:-Cryostat
MODEL:-TE
COMPANY\MANUFACTURER:-Slee group of companies-london
QUANTITY :-1
SITE :-Medical city\ Hospital laboratory building
| Compresor danfos sc18 cxt2 | 3
02-05-00122 | EQUIPMENT:-YAG lasser
MODEL:-7970 SE.no. 770516
COMPANY\MANUFACTURER:-coherent-manuf june 1989
QUANTITY :-
SITE :-Medical city\ Hospital surgical
| IC 0610-818-02REV.H | 3
| IC 0610-818-01REV.H | 3
| IC XLS 2816AP-300 8825 | 3
02-05-00123 | EQUIPMENT:-Mingograph EEG
MODEL:-EEC junior -8channl
COMPANY\MANUFACTURER:-Siemens
QUANTITY :-1
SITE :-Medical city\ Hospital consuleting
| Galvano meter 722235E039E | 72
| Paper | 150
| Electrode cable | 9 set
| Electrodes | 9 set
| Pump | 9
02-05-00124 | EQUIPMENT:-Mingograph EEG
MODEL:-EEG 21
COMPANY\MANUFACTURER:-Siemens
QUANTITY :-2
SITE :-Medical city\ Hospital consuleting clinic surgical houspital
| Galvanometer 6729551E173E | 216
| Electrode cable | 225
| Writing fluid 9002064E100E | 450
| Paper | 450
| Ekectrodes | 18 set
02-05-00125 | EQUIPMENT:- ULTRA SOUND
MODEL:- 1846
COMPANY\MANUFACTURER:- BRUL & KJAER
QUANTITY :-
SITE :-Medical city\Hospital
| PROBE TRANDUCER 7 MHZ 8551 | 18
| DUAL HEAD SECTOR TRANSDUCER 8529 | 6
| PROBE 1849 | 12
02-05-00126 | EQUIPMENT:- TREDMIL
MODEL:-
COMPANY\MANUFACTURER:- SIEMENS
QUANTITY :-2
SITE :-Medical city\ Hospital
| STYLUS | 18
| PATIENT CABLE | 6
02-05-00127 | EQUIPMENT:- TREDMIL
MODEL:- AO
COMPANY\MANUFACTURER:- PICKER INTERNATIONAL
QUANTITY :-4
SITE :-Medical city\ Hospital
| STYLUS | 12
| PATIENT CABLE | 9
02-05-00128 | EQUIPMENT:- CENTRAL STATION
MODEL:-
COMPANY\MANUFACTURER:- SEIMENS
QUANTITY :-1
SITE :-Medical city\ Hospital BAGHDAD
| PATIENT CABLE | 21
02-05-00129 | EQUIPMENT:-CENTRAL STATION
MODEL:- AO
COMPANY\MANUFACTURER:- PICKER INTERNATINAL
QUANTITY :-10
SITE :-Medical city\ Hospital
| PATIENT CABLE | 150
| STYLUS | 30
| ROLLER | 15
02-05-00130 | EQUIPMENT:-CT SCANER
MODEL:-SOMATOM DR3 -POLYDOROS GENERATOR
COMPANY\MANUFACTURER:-Siemens
QUANTITY :-1
SITE :-Medical city\Hospital BAGHDAD
| D17221500 4026 ELECTROON 7221500 | 6
| BOARD D15 8353336 X 1626 | 3
| D1-17221708 GR 026 | 6
| D2 –7221626 GR026 | 6
| D5 –7467798 GR036 | 6
| FLOPPY DISK CONTROLER M7745ROX M82564717567 501289 1D | 3
| D1-27221724 | 6
| D147221765 | 6
02-05-00131 | EQUIPMENT:-X-RAY UNIT
MODEL:-SIREMAT
COMPANY\MANUFACTURER:-Siemens
QUANTITY :-1
SITE :-Medical city\ Hospital BAGHDAD
| 7218704G 5207-01198 | 3
| VIDEOMED H-R CAMERA COMP | 3
| 21851-A1 12492 50 H2 | 3
| SET OF BOARDS FOR CAMERA CNTROL FOR VIDEOMED H-R 7218704 | 3
| MONETPR SCREAN FOR MONETOR MODEL 7297419Q5205C | 3
| CARRIAGE 4004669G5167 | 3
| CONTROL CONSOLE WITH PROGRAMING ATTACHMENT FOR BICOR / COROSCOP C SIMENCE -ELEMA 8714560 X 1765 | 3
| SIMEUCE MOUITOR SERIAL NO 01803 MODIFECATION 1765-220V 1 PHASE | 6
| LAMP FOR TAGR NO 35A (CINE PROJECTOR TAGR NO 35AX ) | 12
| H.T. GENERATOR MODEL | 3
SERIAL NO. 64905601
D54 ADEPTER 7240088 X 1415
| IMAGE INTENSIFIER OPTI-LU LATERAL1712HD 8832776 V5760 | 3
| IMAGE INTENSIFIER FRONTRAL OPTI-LUX 27HD -TRIPLEX MODEL 8832719V5050 | 3
02-05-00132 | EQUIPMENT:-CAMERA
MODEL:-VIDEO MED
COMPANY\MANUFACTURER:-Siemens
QUANTITY :-1
SITE :-Medical city\ Hospital BAGHDAD
| BOARD Q4700902 GE 001-B66 | 3
| BOARD VV9955791 EOO1-B54 | 3
| BOARD H 2893063 GE011-B58 | 3
| BOARD F 4737052 GE001-B87 | 3
| BOARD Z 2893048 GE001-B15 | 3
| BOARD S 4500910 GE001-B17 | 3
02-05-00133 | EQUIPMENT:-CCU CAMERA CONTROL UNIT
MODEL:-
COMPANY\MANUFACTURER:-Siemens
QUANTITY :-1
SITE :-Medical city\ Hospital BAGHDAD
| STABLIZER BP C7945-A3001B804 4762530 X E001 | 3
| BOARD N1 C72411A3 7L34 4757258 X E001 | 3
| BOARD 1 C72411-A3-L671L68 473711 X GE001 | 3
| BOARD NV C72411-A3-L92 4418976 RH052 | 3
| BOARD S C72411-A3-L96 | 3
| BOARD H C72411-A3-L53 | 3
| BOARD KR C72411-A3L35 | 3
| BOARD DK C72411-A3-L18 | 3
| BOARD DV C72411-A3-L203 | 3
| MONETOR FOR D-SA 8714511 X 1762 SERIAL NO. 0113 - MODIFCATION 1762 | 3
02-05-00134 | EQUIPMENT:- COMBILABER CBM -A8PROCESSING UNIT FOR CINE FILM
MODEL:-
COMPANY\MANUFACTURER:-Siemens
QUANTITY :-10
SITE :-Medical city\ Hospital BAGHDAD
| 09-02-FILM ROLLER 064V473 | 30
| 09-10 FILM GAIDE ROLLER 064V473 | 27
| 09-03 CEALING RING 080C737 | 57
| 09-05 GEAR WHELL ASSY 064V031 | 57
| 12-01 HEATING ELEMENT 750W 064V139 | 12
| 12-02 THERMISTOR 064V 003 | 12
| 12-02- PUMP 064V115 | 12
| 12-07 P.C BOARD 064V 694 | 12
| 13-01 TRANSPORT MOTOR ASSY 064V 043 | 6
| 15-01 FILM GUIDE ASSY 064V013 | 6
02-05-00135 | EQUIPMENT:- CIPRO 35N 35CINE FILM PROGECTOR
MODEL:- CPW-A-35150
COMPANY\MANUFACTURER:-Siemens
QUANTITY :-4
SITE :-Medical city\ Hospital BAGHDAD
| CUPLEING PN 4707683GE016 | 12
| PULLEY PN 4707733GE016 | 12
| BELT PN 4701280GE016 | 12
| TOOTH HEADWHEEL PN 4707675GE016 | 12
| TOOTH HEADWHEEL PN 4707568GE016 | 6
| COUPLING PN 4708640GE016 | 6
| BOARD PN 4701256GE016 | 3
| BOARD PN 4701264GE016 | 3
| MOTOR PN 7705148D0900 | 3
02-05-00136 | EQUIPMENT:- X-RAY
MODEL:- PANADORSE 1200
COMPANY\MANUFACTURER:-Siemens
QUANTITY :-1
SITE :-Medical city\ Hospital BAGHDAD
| TV MONETOR SERIAL NO. 01079501 467231365024 | 6
| CASSET FOR CINE FILM ARRIECHO 65098A | 3
| IMAGE INTENSIFIRE COMPLETE SERIAL NO. 01059 853Y01865307 | 3
| IMAG INTENSIFIRE SICRON 2 | 3
| TV SYSTEM VIDEOMED 2 | 3
| TV MONETOR 44CM | 9
02-05-00137 | EQUIPMENT:- MOBIL XR NO. 01526
MODEL:- UB MED XR . 004/0606
COMPANY\MANUFACTURER:-Siemens
QUANTITY :-2
SITE :-Medical city\ Hospital NURSSING HOUME
| D1 MOTOR CONTROL & CHARGEING BOARD 6462876 | 6
| D2 PACK PLANE 6610208 | 6
| D3 CHARGE BOARD 6725774 | 6
| D4 CAPACITOR BOARD 6425634 | 6
| D5 VOLTAGE DISTRIBUTER 6899520 | 6
| D6 D.C.POWER SUPPLY 6762777 | 6
| D7 LOKING DIVICE CONTROL 6899587 | 6
| D9 MICRO PROCESSOR BOARD 6953368 | 6
| D16 INPUT / OUTPUT BOARD 6899660 | 6
| D24 TUBE FILAMENT CONTROL 6899660 | 6
| D8 ROTATION CONTROL BOARD 6425956 | 6
| D13 INVERTER BOARD 6425659 | 6
| D14 DISPLAY 6790448 | 6
| D15 KEYBOARD 6910099 | 6
| D18 DISPLAY –DRIVER 6488996 | 6
| D19 LED -BOARD 6788970 | 6
| D17 LOCKS & COLLIMAXORKY BOARD 6821292 | 6
| D20 TRANSFORMAR BOARD 6863013 | 6
| D23 FAN SUPER VISION 6863492 | 6
| D25 RELAY BOARED 6931687 | 6
| D10 PACK PLAN 6462975 | 6
| D11 LED BOARD 6762934 | 6
| D12 PHOTO , TRANSISTOR BOARD 6762959 | 6
02-05-00138 | EQUIPMENT:- X-RAY
MODEL:- GIGANTOS OPTIMATIC
COMPANY\MANUFACTURER:-Siemens
QUANTITY :-1
SITE :-Medical city\ Hospital BAGHDAD
| D41 FOLLOW - UP AMPLIFIRE 4364840 | 3
| D53 THRESHALD STAGE 4030482 | 3
| D65 DUMMY PLUG 1800911 | 3
| D69 AMPLIFIRE FOR FILAMENT CURRENT 4241410 | 3
| D78 VOLTAGE SUPPLY 7129992 | 3
| D87 ANALOGE CONVERTAR MAS 1800671 | 3
| D88 KV -CONTROL 1800507 | 12
| D93 TIME REPRESNTATION 4031894 | 3
| D101 INTERFACE 1 1580507 | 3
| D102 INTERFACE 11 1580596 | 3
| D103 CONTROL CIRCUIT 4018685 | 3
| D106 EQUIPMENT SELECTION 1800333 | 3
| D106 TIMER 4245809 | 3
| D108 LUMP FIELD CONTROL CIRCUIT 2139095 | 3
| D110 DISTRIBUTRY 4363925 | 3
| D111 CONTROL STAGE 1801398 | 3
| D116 MEASURING FIELD 1800853 | 3
| D125 VOLTAGE STABILLIZATION+15V 1709179 | 3
| D130 SWITCHING STAGES 1709278 | 3
| D131 LOGIC STAGE BOARD 1801059 | 6
| D132 INPUT FILTER 1709310 | 3
| D139 MAMMOGRAPHY & +,- BUTTON 4242152 | 3
| D151 DUMMY PLUG CINE 1985159 | 3
| D301 VOLTAGE STABILIZER __--15V 6788913 | 3
| D302 FLUOROSCOPY ADE 6610471 | 3
| D303 FLUOROSCOPY KV-NOMINAL VALUE 6200497 | 3
| D304 THYRISTOR CONTACTOR 6200505 | 3
| D305 THYRISTOR CONTACTOR STAGE 6788731 | 3
| D306 KV -NOMINAL VALUE 6610364 | 3
| D307 KV-AMPLIFIER 6788756 | 3
| D308 FILMENT -TRIAC –CONTROL 6516363 | 3
| D309 TRIAC STAGE 6788749 | 3
| D314 DIODE BOARD 6516447 | 3
| D316 SERIES MA MAX 6618050 | 3
| D317 MS SWITCHING 6655377 | 3
| D318 MAX R CORRECTION 6788574 | 3
| D149 SWITCH OVER BOARD 4367538 | 3
| D160 LIMIT BOARD 4031845 | 3
| D319 CINE KV CONTROL 6655443 | 3
| D57 EQUIPMENT SELECTION 11 1801034 | 3
| D58 EQUIPMENT SELECTION LOGIC 4241394 | 3
| D60 CODER 1800994 | 3
| D59 PROGRAM DISTRBUTER 1801018 | 3
| D112 PROGRAM DISTRBUTER 18018895 | 3
| D310 THYRISTOR –CONDUCTOR VOLTAGE STAGE 6655013 | 3
| D311 THYRISTOR CONTECTOR TRIGGER STAGE 6725704 | 3
| D312 KV MOTOR CONTROL 6516322 | 3
| D71 ASSEMPLY GROUP 1800523 | 3
| D72 RECTIFIER BOARD 4018727 | 3
| D50 BRAKE DELAY 1802206 | 3
| D52 GENARATOR 1984855 | 3
| D53 AP -SELECTION DELAY 4020798 | 3
| D55 TIMER BOARD 1802222 | 3
| H1 HIGH VOLTAGE GENARATOR 6633333 | 3
| T11 REGULATING TRANSFORMAR 6631758 | 3
| D74 MEASSURING BOARD 4033662 | 3
| D113 INDICATION BOARD 1801323 | 3
| D 85 DIODE BOARD 1801265 | 3
| D86 INDICATION UNIT 1578533 | 3
02-05-00139 | EQUIPMENT:- X-RAY
MODEL:- SIREMAT
COMPANY\MANUFACTURER:-Siemens
QUANTITY :-2
SITE :-Medical city\ Hospital BAGHDAD & NURSSING HOUM
| D1 CONTROL CIRCUIT BOARD 4084885 | 3
| D2 OVER VOLTAGE MONITORING 4084869 | 3
| D3 UNDER VOLTAGE MONITORING 4084901 | 3
| D4 SERIES CONTROLLER 7227127 | 3
| D5 A -D POWER SUPPLY MODULE 4083275 | 12
| D6 MONITORING CIRCUIT BOARD 4084943 | 3
| D7 VOLTAGE REDUCTION 5436183 | 3
| D10 FILTER CIRCUIT BOARD 4081972 | 12
| D11 LSL OUTPUT STAGE 4084380 | 12
| D28 SMALL MOTOR CONTROL 4051969 | 6
| D36 AUXILIATY KIM CONTROL 7227341 | 6
| D53 REQUIRED -VALUE GENERATOR FOR MOTOR CONTROL –C 4084489 | 12
| D54 MOTOR CONTROL 4084927 | 12
| D55 DERIVER STAGE 7356678 | 12
| D56 POWER SUPPLY UNIT 4052007 | 12
| D59 SERVICE CIRCUIT BOARD 4397261 | 6
| D60 RELAY CIRCUIT BOARD 4397089 | 12
| D70 TIMER SWITCH 4083481 | 6
| D84 LOGIC CIRCUIT BOARD 4397360 | 6
| D85 LOGIC CIRCUIT BOARD 4397378 | 6
| D86 LOGIC CIRCUIT BOARD 4397147 | 6
| D87 COLLECTIVE CIRCUIT BOARD 4941571 | 6
| D88 SERVICE CIRCUIT BOARD FOR FILM TRANSPORT 8478468 | 6
| D89 TIMER SWITCH 4941654 | 6
| D90 RELAY STORAGE CIRCUIT BOARD 4397022 | 6
| D51 REQUAIRD -VALVE GENERATOR 4051603 | 12
| D52 DIFFERENTIAL AMPLIFIER 7227366 | 12
| D57 START - STOP MONITORING 4051744 | 6
| D58 FIELD START SEQUINTIAL 5436233 | 6
| D61 LOGIC CIRCUIT BOARD 4397287 | 6
| D62 LOGIC CIRCUIT BOARD 4397303 | 6
| D64 LOGIC CIRCUIT BOARD 4397311 | 6
| D65 REVERSAL CIRCUIT 4397626 | 6
| D66 LOGIC CIRCUIT BOARD 5436142 | 6
| D68 COLLECTIVE CIRCUIT BOARD 3 4941514 | 6
| D71 AMPLIFIRE FOR MULTILEAT COLLINATER 5435979 | 6
| D72 AMPLIFIER FOR REQUIRED VALUES 4051629 | 6
| D73 COLLECTIVE CIRCUIT BOARD 4941555 | 6
| D80 LIFT LOGIC 4397162 | 6
| D81 LIFT CONTROL 4397105 | 6
| D12 COMPARTOR CIRCUIT BOARD 4051827 | 6
| D100 COLECTIVE CIRCUIT BOARD 4941753 | 6
| D101 MOTOR REGULATOR 4084828 | 6
| D102 MOTOR CONTROL 4084844 | 6
| D103 LOGIC CIRCUIT BOARD 4941829 | 6
| D104 COUNTER CIRCUIT BOARD 4941613 | 6
| D105 PULSE STAGE 7357577 | 6
| D110 FLASH CIRCUIT BOARD 4084802 | 6
| D111 COUNTING SOLENOID CIRCUIT BOARD 4941928 | 6
| D18 REVERSAL CONTROL 4397725 | 6
| D78 MODULATED LIGHT BARRIER 4397063 | 6
| D 77 PHOTO TRANSISTOR CIRCUIT BOARD 4397048 | 6
| D41 MAGAZINE CONTROL 5436126 | 6
| D43A PHOTO TRANSISTOR 4941795 | 6
| D44A DIODE HOLDER TRANSMITER 4941805 | 6
| D112 FILM TRANSPORT MONITORING 7357411 | 6
| D9 PHASE CONTROL 4941639 | 6
| D14 SERVICE CIRCUIT BOARD 5436068 | 6
| D16 ROTATION SPEED CONTROL 5436290 | 6
| D19 IGNATION MODULEZEN 3118874 | 6
| D20 IGNATION MODULEZEP 3118866 | 6
| D21 OUTPUT STAGE 4084745 | 12
| D22 CONTROLER 5436258 | 12
| D23 CONTROL CIRCUIT BOARD 5436043 | 12
| D24 THYRISTOR SET 5333810 | 12
| D26 COLLECTIVE CIRCUIT BOARD 4397006 | 6
| D27 MOTOR CONTROL 5369236 | 9
| D28 SMALL - MOTOR CONTROL 4051769 | 12
| D29 CONE CONTROL 1750728 | 6
| D33 COLLECTIVE CIRCUIT BOARD 1 5436274 | 6
| D35 COLLECTIVE CIRCUIT BOARD 2 | 6
02-05-00140 | EQUIPMENT:- X-RAY
MODEL:- TRIDOROS 512 712 1012
COMPANY\MANUFACTURER:-Siemens
QUANTITY :-3
SITE :-Medical city\ Hospital BAGHDAD & NURSSING HOUM
| D109 SERVICE BOARD 7380108 | 6
| D182 RELAY BOARD 7243876 | 6
| D185 FUSE BOARD 8137291 | 6
| D186 UNIT ADAPTER 7258569 | 6
| D401 SWITCH CONTROL 7384373 | 6
| D163 RELAY BOARD 7307987 | 6
| D164 MONETORING 7397128 | 6
| D20 INVERTOR 7395528 | 6
| D21 FOCUS SWITCH OVER 7395544 | 6
| D22 WORK UNIT SELECTION 7395585 | 6
| D41A POWER PACK 4252136 | 6
| TS70 THYRISTOR SWITCH 7210313 | 18
| D2 CHARGEINGSWITCH 7478969 | 6
| D181 THYRISTOR DRIVE 7210370 | 6
| D3 TSE CIRCUIT 5401070 | 6
| H1 HIGH VOLTAGE GENERATOR 7118300 | 6
| T11-T12 LINE TRANSFORMER 7470818 | 12
| D13 POWER PACK 5/24 V 8143036 | 6
| D9 BAISC UNIT 8048712 | 6
| D1 POWER PACK +15 V 7326802 | 6
| D44 COUNTER DRIVE 8024449 | 6
| D45 DATA DECODER 8013914 | 6
| D246 MAS COUNTER 8013138 | 6
| D47 KV COUNTER 8134538 | 6
| D48 KV MONITORING 7353782 | 6
| D49 UNIT SELECTION LOGIC 8134652 | 6
| D53 FOUCSE SELECTION 7132137 | 6
| D59 ADVANCE TIME INDICATOR 8013898 | 6
| D101 EXAMINATION UNIT SELECTOR 7380066 | 6
| D102 NOMINAL MA VALUE PRESTING 7416936 | 6
| D103 PHASE INTER SELECTION 7224586 | 6
| D104 CONTROL CIRCUIT 8137069 | 6
| D105 KV CONTROL 8137044 | 6
| D106 HEATING CONTROL 8029464 | 6
| D107 PHASING IN 8137143 | 6
| D108 EXPOSURE RELEASE 8173077 | 6
| D110 SHORT TIME CIRCUIT 8013500 | 6
| D114 LAMP VOLTAGE 8138331 | 6
| D122 POWER PRINT 7351414 | 6
| D121 POWER CONVERTOR SWITCH 7351943 | 6
| D135 ACTUAL VALUE PICKUP 7353386 | 6
| D137 MA MEASURING CIRCUIT 8029514 | 6
| D230 SWITCHING STEPS 7259161 | 6
02-05-00141 | EQUIPMENT:- TRIDOROS
MODEL:- 5S
COMPANY\MANUFACTURER:-Siemens
QUANTITY :-5
SITE :-Medical city\ Hospital BAGHDAD
| IMAGE INTENSIFIVE SCREEN RBV23/15 | 3
| D11 R.SCH199A57 | 15
| D12 R.SCH 199A58 | 15
| D13 R.SCH 199A81 | 15
02-05-00142 | EQUIPMENT:- X-RAY
MODEL:- MOBILETT II
COMPANY\MANUFACTURER:-Siemens
QUANTITY :-7
SITE :-Medical city\ Hospital CHILIDREN
| H1 HIGH TENSION GENARATOR 6983456 | 12
| CAPACITER UNIT | 12 set
| D1 MICRO PROSSER BOARD 9564642 | 12
| D3 DISPLAY & KEYBOARD 9102328 | 12
| D4 ROTATION CONTROL BOARD 6953210 | 12
| D5 TUBE FILLAMENT CONTROL 9006040 | 12
| D6 VOLTAGE DISTRIBUTER 9336660 | 12
| D8 DC POWER SUPPLY 6899546 | 12
| D11 INPUT/OUTPUT BOARED 9138538 | 12
| D13 INVERTER BOARD 9006057 | 12
| D20 TRANSFORMAR BOARD 6863013 | 12
| COLLIMATOR 6968952 | 6
| D7 CHARGE BOARD 9174624 | 12
02-05-00143 | EQUIPMENT:- CT –SCAN
MODEL:- 200 FS
COMPANY\MANUFACTURER:-PHIZER
QUANTITY :-1
SITE :-Medical city\ Hospital BAGHDAD
| X-RAY TUBE 00-885-0013 | 6
| SMART A 1D CARD X1 01-240-0128 | 6
| UNIBUS CABLE CONNECTOR M920 00950-0097 | 3
| SERVO BOARD PT-102811-01 | 6
| CABLE ASSY DISK I/O 00-950-0048 | 3
| UNIBUSE CABLE 12 FT BCA11-121 | 3
| MAGNATIC DISK PACKS CDC 00-910-0142 | 6
| D3000 HEADS UPPER PT-526-0009 | 6
| D3000 HEADS LOWER PT-526-0008 | 6
| MEMORY 32 K CORE 00-950-0006 | 6
| LOG DUAL SLOP INT 00-883-0003 | 15
| MOTHER BOARD ASSY 11V 01-400-0226 | 6
| DNT -ASSY 00-887-0016 | 30
| H.V REGULATOR 01-240-0102 | 9
02-05-00144 | EQUIPMENT:-Ultra sound
MODEL:-Type 1846 serial no.1454494
COMPANY\MANUFACTURER:-Bruel & kjuer
QUANTITY :-1
SITE :-Medical city\ Hospital surgical hospital
| Dual head sector transducer type 8529 | 6
| Puncture attachment UA 0770 | 12
| Endosonic probe type 1850 | 6
| Rectal transducer type 8531 | 6
| Rectal transducer type 8539 | 6
| Urethral transducer type 8530 | 6
| Puncture attachment type ua650 | 12
| Sector attachment typeua0876 | 6
| Puncture attachment type UA 0876 | 6
| Fan unit | 6
02-05-00145 | Equipment name: AUTOMATIC PROSSER UNIT FOR X-RAY FILM
Model : IMS-420
Company name : IMS
Quintity installed :200
Site :ALL HOSPETALS IN IRAQ
| REPL.BY 500021 DEVELOPER RACK ASSY 5421 | 30
| REPL.BY 500022 FIXER RACK ASSY 5422 | 30
| REPL.BY 500023 WASH RACK ASSY 5423 | 30
| REPL.BY 007847 DRYER RACK ASSY 5424 | 45
| DEVELOPER RESISTANCE 1000/220V(EX P.N.O 01914) 3322 | 75
| RELAY H.P.2-220V A.C 4745 | 60
| MALE CONNECTOR .6PINS 4745 | 60
| CAPACITOR 6039 | 60
| REPL BY 014016 SOLENDID VALVE 5524 | 30
| FEMALE CONECTOR 6 PINS 5371 | 180
| RELAY H-3V.24DC` 5366 | 30
| RELAY BY 300800 KIT +REPLENISHMENT PUMP 5546 | 90
| REPLY BY 006157 MAIN DRIVE MOTOR 5377 | 90
| THERMAL REQULATOR 220V/50HZ 4744 | 300
| SWITCH(ON-OFF) 5373 | 60
| REPLY BY 014730 RUBBER ROLLER LONG & SHRT PINS 5418 | 300
| REPLY BY 014731 RUBBER ROLLER LONG PINS 5419 | 300
| REPL ROLLER ,LONG & SHORT PINS (REPLACING CODE) 5689 | 120
| REPL ROLLER HEAVY 5690 | 90
| REPL ROLLER LONG PINS 5691 | 150
| HELICAL GEAR LEFT,6MM DORE 12 T 5680 | 300
| HELICAL GEAR RIGHT ,12T DIAM 6MM 5677 | 300
| REPL BY 012458 MOBILE BUSHING DELRIN 4721 | 150
| SPROCKET FOR CHAIN .20T P 6MM 5500 | 60
| REPL BY 012459 HELICAL GEAR Z 30 V.S.F 1278 | 300
| HELICAL GEAR RIGHT ,10 MM BORE 12T 5678 | 300
| PRESSURE BUSH (EX P.N. 001604) 6555 | 30
| FUSE HOLDER 2 POLES 1625 | 30
| HELICAL GEAR LEFT 10 MM BORE 5681 | 300
| MASTER LINE FOR CHAIN P6 4111 | 30
| CHAIN P6 .WITH HASTER LINK 4110 | 60
| REPL.BY 009801 KIT CIRCULAT PUMP 220V-50H 7703 | 90
| CHAIN P6.WITH HASTER LINK 4110 | 60
| REPL.BY 009801 KIT CIRCULAT PUMP 220V-50H 7703 | 90
| KIT CIRCULATION PUMP 220V/50-60HZ (REPLACIN G CODE) 9801 | 60
| ELECTRONIC CARD N.1 6016 | 30
| ELECTRONIC CARD N.2 6018 | 60
| ELECTRONIC CARD N.4 6019 | 60
| ELECTRONIC CARD N.3 6741 | 90
| ELECTROMAGNETIC SWITCH 6053 | 90
| REPL BY 500020 REED ASSY COMP. 7330 | 60
| MIDDLE SUPPORT (EXP.M 004676) 6792 | 60
| DOUBLE GEAR ,6 MM .BORE HOPLER 17 T 5685 | 60
| GEAR Z34 MOPLEN (REPLACING CODE) 12456 | 150
| GEAR Z34 MOPLEN (REPLACING CODE) 12456 | 75
| infrared rods 500w 110v (repalcing code ) 5544 | 450
| CONNECTION CABLE INFRA-RED LAMPS 697 | 150
| ELECTROMAGNETIC SWITCH DN 8-10V.220 5365 | 150
| THERMAL 75 DEOREC 10915 | 150
| COMPENENTS CARD FOR RELE 9747 | 60
| ELECTRONIC BOARD 24 V. 9722 | 60
| OVERFLOW REPL BY 500027 10033 | 90
| FIX WASH OVERFLOW 500028 | 90
| RELE 24 V 9748 | 30
| MAGNET COMPLETE (REPLACING CODE) 500019 | 30
| KIT CLOCKWISH FAN (REPLACING CODE) 500067 | 60
| PROTECTION MICRO AIR 8677 | 60
| WHEEL 131 12350 | 30
| REPL BY (CC4139 MICRO AIR COMPLETE ) 8675 | 30
| KIT FOR MAIN MOTOR SOBSTITUT PLUS GEAR MOTR 6157 | 60
| GEAR ZL7 MOPLEN (REPLACING CODE) 12348 | 75
| WEEL 12T 12349 | 30
02-05-00146 | EQUIPMENT:- FILM PROGECTOR
MODEL:- CIPRO 35N
COMPANY\MANUFACTURER:-SIMENS
QUANTITY :-
SITE :-Medical city\ Hospital
| BELT 4701280GE016 | 12
| 48/HALOGEN LAMP 4418539 Y 4769 | 30
| 44/ARC LAMP 4418547 Y 4769 | 30
| PULLY 4747259GE016 | 12
02-05-00147 | EQUIPMENT:- FILM PROCESSOR
MODEL:- COMILABOR GMB-AO
COMPANY\MANUFACTURER:-OLDELFT HOLLAND
QUANTITY :-
SITE :-Medical city Hospital
| 11-10/BELLOWS ASSY 064U 076 | 12
| 12-01/HEATING ELEMENT 750W 064U139 | 3
| 12-02/THERMISTER 064U003 | 3
| 12-03/BELLOWS 064U129 | 12
| 12-04/PAMP 064U115 | 3
| 12-07/PC BOARD 064U694 | 6
| 12-08/PRESSURE SWITCH 080D706 | 3
| 13-09/FILM RULLER 064U051 | 15
| 14-09/DRIVE RULLER 064U084 | 15
02-05-00148 | EQUIPMENT:- HOLTER
MODEL:- MEDILOG 2
COMPANY\MANUFACTURER:-OXFORD
QUANTITY :-
SITE :-Medical city /Hospital
| CASSET RECORDER | 36
02-05-00149 | EQUIPMENT:- MONETOR
MODEL:- 402
COMPANY\MANUFACTURER:-SIMENS
QUANTITY :-
SITE :-Medical city\ Hospital
| PRESSURE TRANSDUCER P 23XL 4527958 | 150
| PATIENT CABLE WITH ITS ADAPTORS & ELECTRODES 4523254/D5 | 150
| TEMPRATURE PROBE | 150
| ELECTRODS ADHESIVE RINGS | 6000
02-05-00150 | EQUIPMENT:- MONETOR
MODEL:- GU05/M-11/88
COMPANY\MANUFACTURER:-S&W ATHENA 9040
QUANTITY :-
SITE :-Medical city\ Hospital
| 02-OXIMETER PLUG & ITS PROBE 9266 | 15
| PLUG OF CO & ITS PROPE 9240 | 15
| PLUG FOR ECG & ITS PATIENT CABLE | 15
| PLUG FOR NON INVASIVE BP & ITS CUFF (PAEDIATRIC & ADULT ) WITHITS ECUSSERIES 9225 | 3 for each
02-05-00151 | EQUIPMENT:- DC SHOCK
MODEL:- TYP 750
COMPANY\MANUFACTURER:-S&W
QUANTITY :-
SITE :-Medical city\ Hospital
| EXTERNAL PACMAKE DISK | 60
02-05-00152 | EQUIPMENT:- ULTRA SOUND
MODEL:- PANASONIC AG -6200
COMPANY\MANUFACTURER:-HP
QUANTITY :-
SITE :-Medical city\ Hospital
| ULTRA SOUND TRANSDUCER 5MHZ HP21210A | 3
02-05-00153 | EQUIPMENT:- ULTRA SOUND(ECHO)
MODEL:- AUSONICS 2000
COMPANY\MANUFACTURER:-AUSONICS
QUANTITY :-
SITE :-Medical city\ Hospital
| TRANSDUCER 011-728 | 3
02-05-00154 | EQUIPMENT:- HEAMACRON
MODEL:- 400
COMPANY\MANUFACTURER:-TECHNIC DEYN-USA
QUANTITY :-
SITE :-Medical city\ Hospital
| DISPLY SCREEN 3-1010 | 9
| BATTRY 6V | 18
| PC BOARD HE 2B1056 | 9
02-05-00155 | EQUIPMENT:- HEAMACRON
MODEL:- 800
COMPANY\MANUFACTURER:- TECHNIC DEYN-USA
QUANTITY :-
SITE :-Medical city\ Hospital
| PC BOARD 2_2235 | 12
| BATTRY 6V 5-5-170 | 6
02-05-00156 | EQUIPMENT:- HEAMACRON
MODEL:- 801
COMPANY\MANUFACTURER:- TECHNIC DEYN-USA
QUANTITY :-
SITE :-Medical city\ Hospital
| BATTRY 6V 5-2-209 | 3
| COUPLING 4_35 | 6
| PC BOARD 3050 | 3
02-05-00157 | EQUIPMENT:- MONITOR
MODEL:- SIRCUST 404-1
COMPANY\MANUFACTURER:- SIMENS
QUANTITY :-
SITE :-Medical city\ Hospital
| PC BOARD 84,20317E,2250,A53 | 6
| PRESSURE TRANSDUCER 45, 27 950 | 15
| PATIENT CABLE WITH ADAPTORS 4523254 | 60
| RECTAL TEMPRATURE PROBS 4530259 | 60
| ELECTRODE ADHESIVE RINGS 4523742 | 6 set
| ECG LEADS | 30
02-05-00158 | EQUIPMENT:-HYPOTHERMIE
MODEL:- 16-12-00
COMPANY\MANUFACTURER:-
QUANTITY :-
SITE :-Medical city\ Hospital
| THERMOSENSOR PROBE | 12
| ROOLER BLOOD PUMP | 3
| DARLINCTON GE 5060 | 12
02-05-00159 | EQUIPMENT:- SERVO VENTILATOR
MODEL:- 900C
COMPANY\MANUFACTURER:- SIEMENS
QUANTITY :-
SITE :-Medical city\ Hospital
| OXYGEN CELL 90-04-979 | 120
02-05-00160 | EQUIPMENT:- TRADEMEL
MODEL:- 30-60
COMPANY\MANUFACTURER:- CAMBRIDGE
QUANTITY :-
SITE :-Medical city\ Hospital
| BELT | 6
| PAET COMPUTRACE CM3400 | 3
| PATIENT CABLE WITH ADAPTERS | 30
| BELT CAMBRIDGE FOR ROLLING PAPER | 15
02-05-00161 | SPARE PARTS FOR (ASTRA8 CHEMISTRY ANALYZER )
| ENZYME CUVETTES ( 40/PK ) 88800 657050 | 9
| MIXING ROD 439846 | 18
| MANIFOLD 89010 439359 | 12
| PISTON ASSY (3/PK ) 439994 | 6
| UV LAMP 657025 | 9
| PM KIT , ENZYME MODULE (7&8) 89027 N/A | 6
| FILTER , INLINE (6/PK ) 89030 439889 | 6
02-05-00162 | CONUMABLEES FOR BASIC &MOST COMMON CHEMISTRIEST
| GREY PUMP TUBING (12/PK ) 88113 66147 | 9
| RED PUMP TUBING ( 12/PK ) 88114 651879 | 9
| MEMBRANES (25/PK ) 88115 650597 | 6
| OXYGEN GEL (25 ML) 88116 671488 | 6
| K- TIP 88117 651663 | 3
| STIRRER , SMALL 88137 651663 | 18
| STIRRER , LARGE 88138 651683 | 18
| FILTER , FINE 88139 669212 | 6
| BLUE PUMP TUBING (6/PK ) 88150 671818 | 12
| FITER COARSE 88172 651431 | 6
| SILICOMN LUBRCANT 88152 879049 | 6
| SOURCE LAMP , ASSY 88485 66204 | 18
| SAMPLE PROBE , ASSY 88460 671817 | 6
| TUBE GUIDE CAP / LARGE (8/PK ) 88482 664087 | 6
| P/U STRAWS , LARGE ( 8/ PK ) 88391 669085 | 6
| DRAIN - OUTLET 88493 668023 | 24
| AIR - FILTER 88468 801754 | 6
| DOS AIR - FILTER 88622 | 6
| HP INKJRT- CARTID GES (4/PK ) 88619 440059 | 12
| HP PRINTER PAPER ( 6 / PK ) 88620 659647 | 18
| P/U STRAWS , SMAL ( 4/PK ) 88461 671817 | 6
| SAMPLE CUPS 0.25 ml ( 1000 / bag ) 18012 665716 | 21
| SAMPLE CUPS 0.50 ml ( 1000 / bag ) 18013 651412 | 75
| SAMPLE CUPS 2.00 ml ( 1000 / bag ) 18014 652730 | 75
| PMKIT , BUN MODULE 88320 | 6
| PMKIT , NA/ K MODULE 88330 | 6
| PMKIT , Crea / TP/Amy / PHOS MODUL 88360 | 6
| PMKIT , WASH MODULE 88380 | 6
| PMKIT , TBILI MODULE 88614 | 6
| PMKIT , GLUCOSE MODULE 88618 | 6
| EL ECTRODE, BUN 651940 | 3
| EL ECTRODE,GLUCOSE 670522 | 6
| EL ECTRODE,POTASSIUM 669114 | 3
| EL ECTRODE, SODIUM 668295 | 9
| RERENCE EL ECTRODE | 9
02-05-00163 | CONSUMABLEES FOR ADDITIONAL CHEMISTRIES
| PM KIT, Ca&DBIL MODULE 88370 | 6
| AMYLASE DEBUBBLER 668819 | 6
| TELPAR PRINTER PAPER (6ROLL) 88112 669168 | 6
| PRINTER-HEAD 657910 | 30
| LAMP,PHOSPHOROUS 439888 | 6
| LAMP(BULB ONLY)MCM 439495 | 6
02-05-00164 | SPARE PARTS-BASIC MODULES
| PERI-PUMP,DAUBLE 668166 | 18
| SAMPLE PUMP CARTRIDGE 669859 | 9
| QUAD - RING,90 OL 879458 | 24
| SAMPLE PUMP CARTRIDGE 180 OL 669861 | 9
| QUAD- RING,180 OL 879502 | 24
| PRE HEATER BUN/GLU 651760 | 12
| REACTION CUP BUN/GLU 651938 | 12
| ANALOG BOARD BUN 654190 668630 | 6
| HARNESS BUN 668439 | 6
| ANALOG BOARD GLU 654189 668620 | 6
| HARNESS GLU 668435 | 6
| REACTION CUP NA/K 668192 | 6
| ANALOG BOARD NA/K 654191 668640 | 9
| HARNESS NA/K 668438 | 9
| RETAINER NUT NA/K 668123 | 27
| ANALOG BOARD CL 654193 668660 | 6
| HARNESS CL 668436 | 6
| Pre- HEATER CRE/TP/AMY /PHOS 668041 | 18
| REACTION - CAP CRE/TP/AMY /PHOS 669808 | 18
| DETECTOR ( 520 NM ) CRE/AMY 668057 | 12
| ANALOG BOARD CRE 654194 668670 | 6
| HARNESS ALI COLORIMETRIC 668443 | 30
| DETECTOR ( 5X5 NM) TP/DBIL 668288 | 12
| ANALOG BOALRD TP 654238 669280 | 6
| DETECTOR ( 600 NM ) ALB 669426 | 3
| ANALOG BOARD ALB 654259 669410 | 3
| REATION - CUP TBIL /CA/DBIL 669807 | 12
| DETECTOR (530 NM) TBIL 669438 | 12
| ANALONG BOARD TBIL 654201 669440 | 15
| ANALONG BOARD AMY 654288 669140 | 3
| PRE. HEATER CA/DBIL 669950 | 6
| DETECTOR (580 NM) CA 669778 | 6
| ANALONG BOARD CA 654291 669770 | 3
| ANALOG BOARD DBIL 654423 671990 | 3
| DETECTOR ( 365 NM) PHOS 439453 | 6
| ANALOG BOARD PHOS 439420 | 6
| STIRRER MOTOR 720 RPM 668648 | 9
| STIRRER MOTOR 900 RPM 669662 | 9
| STIRRER MOTOR 1200 RPM 668647 | 9
| PERI - PUMP , SINGLE 668040 | 30
| TEMPERATUR , CONTROL BOARD 654279 668840 | 18
| BASE - HEATER HEATED CHEMISTRIES 651755 | 18
| BASE - PLATE NO HEATER 669977 | 18
| RETAINER, PHOTO - TUBE 668043 | 18
| LITE - PIPE, LONG W/RETAINER 668051 | 18
| LITE - PIPE , SHORT W/RETAINER 668052 | 18
| SOLENID , SAMPLE PUMP 668110 | 12
02-05-00165 | SPARES - ELECTRONIC COMPARTMENT
1- BOARD
| CPU Jll 654359 669900 | 12
| 12K RAM J 12 - J16 654257 669580 | 12
| COMMUNICATION J17 654248 669650 | 12
| SYSTEM CONSOLE J10 654358 669800 | 12
| STATUS DETECTOR J8 654216 668950 | 6
| ADS J22 654219 668750 | 12
| T-TABLE / EASHCUP J7 654217 665792 | 6
| TRANSPORT DRIVE J 6 654220 668740 | 6
| SAMPLE PUMP J 5 654224 668680 | 6
| PUMP DRIVE J1 - J4 654128 668770 | 36
2- TRANSPORT
| MICRO - SWITCH 834871 | 24
| GEAR , SAMALL 666213 | 12
| GEAR , LARGE 667281 | 12
| MOTOR ( LEFT / RIGHT ) 668211 | 6
| MOTOR ( CRANE / PROBES) 668347 | 6
| HARNESS, TRANSPORT OPTICS 668459 | 6
| OPTICAL SENSORS 668783 | 42
| PROBE ARM , LOWER 669724 | 12
| PROBE ARM , UPPER 668021 | 12
| PROBE GUIDE 668079 | 12
3- POWER SUPPlIES
| + 5V 668577 | 6
| - 5V 668578 | 6
| + 12V 668579 | 6
| - 12V 668580 | 6
| - ,+ 15 V 668581 | 6
4-TURN TABLE
| TTABLE , SAMPLE CHANGER 654232 668320 | 6
| SAMPLE TRAY 668341 | 6
| SAMLP LE CUP HOLDER ( CLAMPS - 40 PCS ) 665948 | 24
| ARM , ADJ 665932 | 18
| COVER , SAMPLE TRAY 668499 | 24
5- DOS BOX
| DISK CONTROLLER BOARD 669609 | 12
| DISK DRIVE S NEW !! | 12
| DISKETTES VERSION 300 + (ALL) COPIES | 900
COPIES
6- KEYBOARD
| KEYBOARD 654233 668420 | 3
| KEY - SWITCHES 895231 | 60
| LED ALARM DRIVER 654247 668970 | 12
7- CRT
| ADDS 654243 657039 | 12
02-05-00166 | SPARES ENZYMES & MCM SYSTEMS
| PERI- PUMP , TRIPLE E/M 654537 439285 | 6
| CAROUSEL ASSY E 654559 657065 | 9
| CAROUSEL ASSY M 439425 | 3
| PRE - AMP ( 405 NM) E 657591 | 27
| PRE - AMP ( 340 NM ) E 657592 | 27
| PRE- AMP ( 500 NM) M 439466 | 12
| LOG LSIM BOARD E /M 654541 439275 | 6
| FAN , CAROUSEL E/M 439112 | 12
| ELEVATOR ASSY E 654536 439140 | 6
| ELEVATOR ASSY M 439480 | 3
| ELEVATOR SENSOR BOARD E 654552 657540 | 6
| ELEVATOR SENSOR BOARD M 439480 | 3
| MOTOR ASSY , MIXES E 439154 | 3
| BLOCK ASSY , PROBE E 439180 | 6
| MOTOR , ELEVATOR E/M 439109 | 9
| BOARD , 1/O/ CONVERSION E/M 657353 | 12
| BOARD , PROCESSOR E/M 654546 657310 | 9
| BOARD , COUSIN E/M 654550 657520 | 9
| BOARD , HEATER CONTROL E/M 654555 439355 | 9
| BOARD , ELEVATOR CONTROL E/M 654551 657530 | 9
| POWER SUPPLY , 28 VDC E/M 654556 657080 | 6
| POWER SUPPLY , 12 VDC E/M 895334 | 6
| DISPENSER ASSY . E/M 654539 439960 | 27
| DISPENSER ASSY TRIG 439660 | 9
| HARNESS HEATER CONTROL 12V 667316 | 6
| HARNESS HEATER POWER 657363 | 6
| HARNESS LAMP POWER SUPPLY 439509 | 6
| HARNESS ELEVATOR SENSOR 657319 | 6
| CABLE I/O BUS 657313 | 6
| CABLE ANALOG BUS ( M7) 439174 | 6
| CABLE ANALOG BUS ( M8 ) 439382 | 6
| CABLE DIGITAL BUS 657318 | 6
| HARNESS AC TO 28 VDC POWER SUPPLY 439264 | 6
| HARNESS FOR 28 VDC 439156 | 6
| HARNESS FOR 12 VDC 439172 | 6
02-05-00167 | SPARE PARTS FOR AUTO - ANALYZER CL12
| SAMPLE CUP 038-00259 | 450
| PIPETTER PACKING 20460031 | 18
| DITTUTER PACKING 204-62320 | 36
| PISTON HEAD 204-62404 | 36
| GLASS TUBE 200-93029-01 | 12
| LAMP 1 204-62862-01 | 18
| LAMP 2 204-62862-02 | 18
| FLOPPY DISC | 18
| GUIDE HOLDER 204- 62234-01 | 6
| GUIDE HOLDER 204- 62234-02 | 6
| COMPRESSION SPRING204-62260 | 12
| CARRIER COMPRESSION SPRING 204-62278 | 6
| TIMING BELT 200- 61024 | 6
| MINI- SYRCHNO- BEIT | 6
| CYLINDOR ASSEMBLY 204-62303 | 12
| CYLINDER ASSEMBLY 204-62306 | 12
| PLUNGER ASSEMBLY 204-62308 | 6
| PLUNGER ASSEMBLY 204-62311 | 6
| ELECTRO - MAGNETIC VALVE 204-62349 | 18
| TEFLON HALF- UNION 035-60032 | 12
| VALVE HEAD 204-62403 | 36
| VALVE HEAD 204 - 62417 | 36
| CYLINGER ASSSEMBLY 204-62306 -01 | 18
| O - RING 4CPS 036-11003 | 30
| O- RING 1APQ 036-10207 | 30
| ELECTRO - MAGNETIC VALVE 204-62341 | 18
| ELECTRO - MAGNETIC VALVE 204-62341-01 | 18
| SSR 065- 68201 | 9
| DIOD LED - 3ARI | 18
| TEFLON CONNECTOR 035- 60034 | 18
| TEFLON CONNECTOR 035- 62481 | 18
| TEFLON CONNECTOR 204- 62419 | 30
| TEFLON CONNECTOR 204- 66033 | 30
| FILTER 204-62435-01 | 12
| FILTER 204-62435-02 | 12
| REACTION TUBE 0-38-00190 | 18
| NUT - CUP 023-33140 | 45
| WASH ER 023-37040 | 6
| REACTION TUBE PLATE 204-62627-01 | 6
| REACTION TUBE PLATE 204-62627-02 | 6
| RUBBER - CEPTUM 204-62744 | 6
| VALVE ASSEMBLY 204- 62839 | 12
| TEFLON CONNEETOR 035-60035 | 30
| FLOW CELL 200-66536-01 | 3
| TEFLON TUBE 016-37502 | 6
| TEFLON TUBE 016-37503 | 6
| POLYETHYENE TUBE 016-43202 | 3
| HEATER | 3
| NOZZLE OF FLOW CELL 204 - 62533 | 3 | set
| PHOTO - MICROSENSOR EE - S3 061- 71502 | 3
| PHOTO - MICROSENSOR EE - S5 061-71503 | 3
| THERMO - SENSOV 200- 65031 | 3
| SOLD STATE RELAY (SFLODMI) 065-68135 | 12
| SOLENOIDE VALVE ASSY OF PHOTOIMETER 204- 62502 | 24
| PANEL CONTRAL 1 204-63139 | 3
| PANEL CONTROL 2 105-14461-20 | 3
| SOLENODE VALVE ASSY FOR DISPENSER 204- 62021 | 12
| ION EXCHANGE RESIN FOR MINICLIER 15 KG | 150 | KG
| THERMOSTAT 200-78004 | 3
| FAN 042- 60089 | 3
| FLOW CELL ASSY (A) 204- 62878-01 | 3
| FLOW CELL ASSY (B) 204-62878-02 | 3
| SAFETY VALVE FOR COMPNESSOR | 3
| SOLENOID VALVE 204-62341-01 | 9
| SOLENOID VALVE 204-62341 | 9
| JOINT 035- 66033 | 30
| JOINT 035- 66034 | 30
| INSERT 204- 62418 | 18
| O-RING 036- 10202 | 45
| RUBBER - HOSE 9.5 X 6.5 mm 016- 02210 | 9
02-05-00168 | CONSUMUBLE FOR MICROLYZER ,AUTOANALYZER & AA2
| SERVO EMPLIFIER | 42 | EACH
| PUMP TUBE (GRN-GRN) | 240 | 1 X 12
| PUMP TUBE (ORN-YEL) | 120 | 1 X 12
| PUMP TUBE (ORN-GRN) | 120 | 1 X 12
| PUMP TUBE (WHT-WHT) | 120 | 1 X 12
| PUMP TUBE (RED-RED) | 120 | 1 X 12
| PUMP TUBE (BLK-BLK) | 180 | 1 X 12
| PUMP TUBE (ORN-ORN) | 120 | 1 X 12
| CHART PAPER | 1200 | EACH
| MEMBRANE | 1200 | 1 X 12
| BLUE TUBING | 1200 | M
| RED TUBING | 1200 | M
| BLACK TUBING | 3000 | M
| HEATING BATH 37C | 30 | EACH
| DRIVE BELT | 120 | EACH
| HEATING BATH 90C | 30 | EACH
| MEMBRANE PREMOUT | 450 | 1 X 12
| SAMPLE CUPS 2CC | 60000 | each
| SAMPLE CUPS FOR MICROLAYZER 1CC | 6
| SAMPLE PROBE FOR AA2, MICROLAYZER & AUTOANALYZER | 90
| (T) CONNECTOR A10 | 75
| INJECTOR FITTING | 60
| 3-WAY INJECTOR | 75
| TUBE GLASS | 75
| COIL GLASS 20T | 30
| COIL GLASS 5T | 30
| TUBE , GLASS (ANGLE) | 60
| TUBE , GLASS(STRAIGHT) | 60
| HEATING BATH 90 C-H COIL FOR (BUN) | 30
| HEATING BATH 37 C FOR(G/U) | 30
02-05-00169 | Colorimeter
| LOG-RATIO BOARD | 15
| EMPLIFIER BOARD | 15
| FLOW CELL (0.1,2) ml | 15
| FILTER FOR GLUCOSE,BLOOD UREA, TOTAL BROTINE ,CALCUIM ,PHOSPHOROS, CREATININ | 15 | each
02-05-00170 | Recorder
| PEN (LONG) WITH WIRE | 30
| PEN (SMALL) WITH WIRE | 30
| EMPLIFIER BOARD | 15
| PEN ASSEMBLY TUBING | 6 | packet
| PRIMING BULB | 150
| CHART PAPER FOR AA2 | 1800
| CHART PAPER FOR MICROLYZER | 450
| CHART PAPER FOR AUTOANALYZER | 300
| INK (RED) | 300 | (10ml BOTTLE OF EACH)
| INK (GREEN) | 300 | (10ml BOTTLE OF EACH)
02-05-00171 | ELECTRO -NYSTGMOGRAPHY
| NEEDLES | 12 | SET
02-05-00172 | (ECG, PULS MONETOR ) FOR PATIENTS PATIENT CABLE | 24
02-05-00173 | FLAME PHOTOMETER CORNING EEL
| galvanometer | 600
| Filter - NA | 300
| Filter –k | 300
| Atomizer compete | 600
| Mixing chamber cover | 300
| Mixing chamber compete | 150
| Air compressor | 90
| repairing kit for air compressor | 60
02-05-00174 | Spare parts for DS 521
| Patiert cable | 345
Spare Parts
02-05-00175 | 1-ophthalmoscopes NO.50 CO.dualite-keler
| Lamps | 450
02-05-00176 | 2-Retinoscopes NO.50 Model:Hsrz CO.:Hewe
| Lamp.G1803 | 450
02-05-00177 | 2-Retinoscopes NO.50 Model:Hsrz CO.:Hewe
| Battery3.6v 14h rs/7.5ma | 450
02-05-00178 | 3-Operating microscopes NO. 8 Co:Heraeus
| Lamp. | 315
02-05-00179 | 4-operating microscope(floor mounted) NO.8 Co.:Heraeus W.Germany
| Lamp. | 135
02-05-00180 | 5-Ultra-soundinst NO.:2 Co.:ophtascan-b-c
| prop.Gk | 24
02-05-00181 | 6-Coutary NO.10 Model: Aesculap
| prop.Gk 670 | 30
02-05-00182 | 7-Craiometer NO.2 Co:Top con
| prop | 6
02-05-00183 | 8-Biometery NO.15 Model:LM-6 Co. Topcon
| Lamp.Lm8802 | 90
02-05-00184 | 9-Vitrectom NO.1 Co.Laser Fotoco AgUL aDOR
| Prop | 12
02-05-00185 | 10-kATFORD NO.3 Co.KELER
| Footswitch | 9
02-05-00186 | 11-Opntaloscopes NO.50 Co.KELER
| Lamps. 3.8v | 600
02-05-00187 | 12-Endolaser Aircoold NO.4 Model:142941 zeiss Co.:London
| Laser Tube | 24
| Lens | 30
02-05-00188 | 13-Customunit(L/L) NO.20 Co. Topcon
| Lamp.G/903 | 300
02-05-00189 | 14-Leser screen NO.4 CO.:Hamblin
| Lamp. | 30
02-05-00190 | 14-Leser screen NO.4 CO.:Hamblin
| Footswitch | 12
02-05-00191 | EQUIPIT : THROMPO COUNTER (PLATE CELL COUNTER) | 13
MODEL : BL 100
MANUFACTURE : TOJAKY
SITE : ALL GOVERNERATES
| ELECTROD | 15
| TUBES | 15
| SOLNOD VALVE | 15
| PUMP | 15
02-05-00192 | EQUIPIT : MICROSCOP (FOR OPERATING THEAUTER) | 13
MODEL : CB 500
MANUFACTURER : TOPCON
SITE : ALL GOVERNERATES
| CAMERA | 3
| ADAPTER | 3
| SET OF LENSES | 12
02-05-00193 | EQUIPIT : ECG | 50
MODEL : EK 41
MANUFACTURER : HEILLGA
SITE : ALL GOVERNERATES
| POWER SUPPLY PCB | 30
| SET OF PCB S | 30
| PATIENT CABLE | 150
02-05-00194 | EQUIPIT : MONITER | 50
MODEL : SMS 104
MANUFACTURER : HEILLGA
SITE : ALL GOVERNERATES
| H.V PCB | 15
02-05-00195 | EQUIPIT : PH - METER | 3
MODEL : 3
MANUFACTURER : CORNING
SITE : BAGHDAD
| ELECTRODE | 6
02-05-00196 | EQUIPIT : MANGNETIC STIRRER | 2
MODEL :
MANUFACTURER : GALLEN KAMP
SITE : BAGHDAD
| HEATER | 6
02-05-00197 | EQUIPIT : COOLED AIR INCUBATOR | 2
MODEL :
MANUFACTURER : GALLEN KAMP
SITE : BAGHDAD
| PC BOARD | 6
02-05-00198 | EQUIPIT : ECOLYZER | 3
MODEL :
MANUFACTURER : ENERGETIC SCIENCE
SITE : BAGHDAD
| PC BOARD | 9
| MERCERY CELL C-CIZE | 18
| NC BATTERY C-SIZE | 18
| TRANSFORMER | 3
| SENSOR (ELECTRO-CHEMICAL) | 60
02-05-00199 | EQUIPIT : CO – METER INDICATOR | 3
MODEL : 70
MANUFACTURER : MSA
SITE : BAGHDAD
| SENSOR | 18
| MURCERY BATTERY | 6
| BATTERY BACK | 6
02-05-00200 | EQUIPIT : VENTILATOR | 10
MODEL : 8403300
MANUFACTURER : DRAGER
SITE : ALL GOVERNERATES
| PATIENT CONNECTION TUBES | 180
02-05-00201 | EQUIPIT : PACE - MAKER | 10
MODEL : 250 C/E
MANUFACTURER : CARDIC - CORPORTOR
SITE : ALL GOVERNERATES
| ELECTROD | 450
| CAFFETER | 450
| CANULA | 450
02-05-00202 | EQUIPIT : CHLORID METER | 50
MODEL :
MANUFACTURER : EEL
SITE : ALL GOVERNERATES
| ELECTRODE | 30
02-05-00203 | EQUIPIT : BLOODGAS ANALYZER | 15
MODEL : 949 & 2
MANUFACTURER : AVL & ABL
SITE : ALL GOVERNERATES
| ELECTROD | 150 | SET /EACH
02-05-00204 | EQUIPIT : ENDOSCOPE | 26
MODEL :
MANUFACTURER : FUJENON
SITE : ALL GOVERNERATES
| FRONT END COVER | 15
02-05-00205 | EQUIPIT : UITRASOUND | 13
MODEL : SSD 256
MANUFACTURER : ALOKA
SITE : ALL GOVERNERATES
| POWER SUPPLY PCB | 30
| OUTPUT PCB | 30
| PROB SECTOR – LINEAR | 78 | set
02-05-00206 | EQUIPIT : GALVANIC | 13
MODEL : RABO
MANUFACTURER : SIEMENCE
SITE : ALL GOVERNERATES
| PROB | 15
| SELECTOR SWITCH | 15
| OUTPUT PCB | 15
02-05-00207 | EQUIPMENT : ANESTHETIC TROLLY & VENTELATOR | 30
MODEL : SULLA 808
COMPANY\ MANUFACTURER: DRAGER / 1989
SITE : MEDICAL CITY HOSPITAL
| VENTILOG 84 04 500 | 15
| PRESSARE REGALATOR 84 027 45 | 75
| 312 WAY VALUE | 75
| VESSEL 84 046 75 | 75
| VESSEL 84 046 73 | 75
| AMPLIFIER RELAYS M 25716 | 150
| AMPLIFIER RELAYS M 22260 | 150
| CENTRAL VALVE 84 04680 | 75
02-05-00208 | EQUIPMENT : SUCTION PUMP | 30
MODEL : AMEDA EGNELL UNIVERSAL 45
COMPANY\MANUFACTURER: AMEDA
SITE: MEDICAL CITY HOSPITAL SHAHEED ADNAN
| CYLINDER COMPUNIVERSAL 45 99110411 | 90
| CRANK COMPL. UNIVERSAL 45 99110511 | 45
| CYLINDER SUPPORT 45113511 | 45
| FLANGE RIGHT 36115111 | 45
| FLANGE LEFT 36113611 | 45
| GEARING MOTOR 220 V / 50HZ 86405011 | 45
| SAFTY RING 372202 | 180
| BALL BEARING 823011 | 90
02-05-00209 | EQUIPMENT : ELECTRO SURGICAL UNIT | 30
MODEL : TD 311
COMPANY\ MANUFACTURER: ESCHMANN / 1989
SITE : MEDICAL CITY HOSPITAL SHAHEED ADNAN
| PCB , DRIVE TD – DO 697853 | 180
| PCB , LOGIC , TD – LO 697859 | 180
| PCB , POWER CONTROL TD – PO 697851 | 180
| PCB , CONTROL OSCILLATOR & FANE 697855 | 180
| PCB , POWER AMPLIFIER TD – PA | 180
| TRANSFORMER T 801 697721 | 120
| TRANSFORMER T 802 697824 | 120
| GENERATOR TD – OSC | 180
02-05-00210 | EQUIPMENT : CENTERFUGE | 20
MODEL : MINOR 35
COMPANY\ MANUFACTURER: MSE / ENGLAND
SITE: MEDICAL CITY HOSPITAL: LABROTARY
| MOTOR | 90
| TIMER | 90
| SPEED CONTROL | 90
| CONTROL PCB | 45
| BRUSHES | 450
02-05-00211 | EQUIPMENT : DELIVERY MONITOR | 3
MODEL : FM3R
COMPANY\ MANUFACTURER: SONICAID
SITE : MEDICAL CITY HOSPITAL BAGHDAD
| ULTRA SOUND TRANSDUCER LEMO - FGG - 2B | 18
| CONTRACTION STYLES FOR Z FOLD RECORDER | 9
| ULTRA SOUND STYLES FOR Z FOLD RECORDER | 9
02-05-00212 | EQUIPMENT : GAMMA COUNTER | 1
MODEL : RIA COUNTER 1200
COMPANY\ MANUFACTURER: MOLSGAARD. SCANEZ / DENMARK
SITE : MEDICAL CITY HOSPITAL
SCINTILLATION DETECTOR 1.25 MW
| 1.25 / 1.5 | 12
POWER SUPPLY P.C.B POWER LAB
| POL 330 | 3
| HIGH VOLTAGE POWER SUPPLY | 3
| INTERFACE BOARD I | 3
| INTERFACE BOARD II | 3
| MICROPROCESSOR | 3
| SCALOR / ANALYZER BOARD | 6
02-05-00213 | EQUIPIT : BLOODGAS ANALYZIER | 15
MODEL : 949 & 2
MANUFACTURER : AVL & ABL
SITE : ALL GOVERNERATES
| ELECTROD | 150 | SET / EACH
02-05-00214 | EQUIPIT : ENDOSCOPE | 26
MODEL :
MANUFACTURER : FUJENON
SITE : ALL GOVRNORATES
| FRONT END COVER | 15
02-05-00215 | EQUIPIT : UITRASOUND | 13
MODEL : SSD 256
MANUFACTURER : ALOKA
SITE : ALL GOVERNERATES
| POWER SUPPLY PCB | 15
| OUT PUT PCB | 15
| PROB SECTOR – LINEAR | 39 | set
02-05-00216 | EQUIPIT : GALVANIC | 13
MODEL : RABO
MANUFACTURER : SIEMENCE
SITE : ALL GOVERNERATES
| PROB | 15
| SLECTOR SWITCH | 15
| OUT PUT PCB | 15
02-05-00217 | EQUIPIT : APNEA MONITOR | 100
MODEL :
MANUFACTURER : VICKERS
SITE : ALL GOVERNERATES
| SENCOR ( CHIMICAL CELL ) | 300
02-05-00218 | EQUIPIT : OXYGEN MONITER | 50
MODEL : IMED 825
MANUFACTURER : INEDSA
SITE : ALL GOVERNERATES
| SENCOR ( CHIMICAL CELL ) | 300
02-05-00219 | EQUIPIT : OXYGEN ANALIZER | 50
MODEL : EO 100
MANUFACTURER : AIR SHIELD
SITE : ALL GOVERNERATES
| SENCOR ( CHIMICAL CELL ) | 300
02-05-00220 | EQUIPIT : ULTRA SOUND | 4
MODEL : SKI
MANUFACTURER : DOUBLOGRAPH
SITE : ALL GOVERNERATES
| PROB 3.5 MHZ | 9
02-05-00221 | EQUIPIT : TRACTION | 5
MODEL :
MANUFACTURER : TRE - EZE MFG.CO.
SITE : ALL GOVERNERATES
| CONTROL PCB | 6
02-05-00222 | EQUIPIT : SHORT WAVE | 15
MODEL : 306
MANUFACTURER : SIEMENCE
SITE : ALL GOVERNERATES
| OUT PUT POWER CABLE | 39
| TRETMENT HEAD ( PADES) | 108
02-05-00223 | EQUIPIT : SHORT WAVE | 15
MODEL : RECO
MANUFACTURER : INTEMED
SITE : ALL GOVERNERATES
| OUT PUT CABLE & PADSE | 12
| ELECTRONIC VALVE | 12
02-05-00224 | EQUIPIT : ENDOSCOPE | 5
MODEL :
MANUFACTURER : KARL STOZ
SITE : ALL GOVERNERATES
| FIBER GLASS LIGHT CONDUCTOR | 6
| LIQUID FILLED LIGHT CONDUCTOR | 6
| ADAPTERS | 6
02-05-00225 | EQUIPIT : REFLOMATE | 50
MODEL : REFLOMATE
MANUFACTURER : BOCHRINGER
SITE : ALL GOVERNERATES
| TEST TUBE | 30
| STICK | 3000
02-05-00226 | EQUIPIT : PROTHROMBIN TIMER | 50
MODEL : SSR
MANUFACTURER :
SITE : ALL GOVERNERATES
| THRMOBOPLASTIN | 30
| VIAL – POWER | 150
02-05-00227 | EQUIPIT : MICROWAVE | 50
MODEL : MICRORADAR
MANUFACTURER : SIEMENS
SITE : ALL GOVERNERATES
| OUT PUT CABLE | 60
02-05-00228 | EQUIPIT : MICROWAVE | 50
MODEL : KTM -250
MANUFACTURER :
SITE : ALL GOVERNERATES
| OUT PUT CABLE | 60
02-05-00229 | COMPANY NAME: S&W Medico Teknif A/S
Denmark
Hersted rang S.DK. 2620 A/berts lund
Telex: 3346 Eswe DK
Spare parts list for DC shook type S&W (DMS6001-21-3/4) and central station type S&W 8500/scope 8511, and DS 521
DC shook type S&W 600/12
| F. cell type 560.0002 for DMS 600/2.3.4 79910-6 | 300
| Pen type st for Scr 600/2.3.4 83430-9 | 75
| battery DMS 600/2/3/4 79405-7 | 450
| Patient cable 75320-2 | 450
| Main transformer for CB600M 83055-4 | 45
| Recorder unit 83429-1 | 45
| Central Station Type S&W 8500 | 30
| MPU Board 88860-7 | 24
| RAM Board 88861-5 | 24
| Epron Board 88862-3 | 24
| Time / Date Board 88863-1 | 24
| Recorder Ampilfier 88865-6 | 24
| Recorder inter face board 88864-9 | 24
| Main transformer 86049-4 | 24
| Pen motor 84259-1 | 24
| Bed side inter facc board 180-1-0627 88884-7 | 30
Central station scope 8511/2
| Ampilifier board 88877-1 | 21
| Ampilifier H.V.board 83881-3 | 21
FLAME PHOTOMETER
CORNING EEL
| galvanometer | 600
| Filter - NA | 300
| Filter –k | 300
| Atomizer compete | 600
| Mixing chamber cover | 300
| Mixing chamber compete | 150
| Air compressor | 90
| repairing kit for air compressor | 60
Spare parts for DS 521
| Patiert cable | 45
02-05-00230 | EQUIPMENT: X-RAY UNIT
SHIMADZO CORRORATION
3- karda- nishikicho 1- chome- chiyoda
Tokyo 101 , Japan
Kyoto office
Nishinokyo- Kuwanorcho
Nakagyo- Ku
Kyoto GOH, Japan
Spare parts for x- ray unit type ED 150L
| MP selector 501-66167-01 | 45
| EX- mode control- 10 501-637-74-01 | 45
| MA- control –10 501-634-71 | 45
| Sec- control -10 501-6332-17 | 45
| MA. compensation un 501-62932 | 45
Spare parts for x- Ray-c-ARM-unit
| Generater with X-Ray tube type WHA- MO-125 | 45
Spare parts for X-Ray type MD-100P
| Generater with X-Ray type D- 185 | 45
| Condenser | 45
Spare parts for x-ray type SM- 125
| Condenser 3 uf 65kv complate 500-0329-02 | 42
| Hightenton jenerator assy | 15
| Saftay moneter SFD | 12
Spare parts for x-ray unite type HD-1508-30
| X-Ray tube type h/2p | 18
| High voltage transformer D 1500-H-7 501-600090 | 12
| High voltage transformer B/F OB | 12
| MA control 30-p2 501-71617 | 45
02-05-00231 | EQUIPMENT: hemodialysis machine gambro- AK10
Adress : Gambro AB
p,o . Box 10101, S-220-10 lund
Telex 32144 lundeas , sweden
| Conduotirity cell DF/UDM 101629 B | 165
| Prom MA3826103 | 165
| Dip shunt 100206004 | 60
| Dira kit K13505001 | 30
| Power supply board DFM K13505002 | 54
| Magnet vatre DF/OD K13505003 | 75
| Control toglo board BMM K13505004 | 54
| Motor control board DF/Y K13505005 | 30
| Blood leak detector DFM K13505006 | 60
| Pump unit comp K13505007 | 165
| Trim adaptor K13505008 | 12
| Interfare cable K13505009 | 45
| UDM valra K13505010 | 36
02-05-00232 | EQUIPMENT: The Wheel Chair Model 8AR20
Carter Company Ltd England
| CW4/10 24x13/8 tyres | 600
| CW4/1124x13/8 inner tubes | 600
| Cw1/68x1 selid tyres weel | 600
| CW5/16Bearing 24 wheel | 300
| BU1/35 Bach rest upholstery 8AR20 green | 600
| SU1/15J Seat upholstery 8AR20 green | 600
| SW2/15 Castor steam bearwg | 150
02-05-00233 | EQUIPMENT: DENTAL UNIT
MODEL: CHIRANA ERGOSTAR
Szechoslovakia- Chirana- Export
P-O- Box 221B, 921 75 Peestany
Spare Parts List For Dental Unit Type
Shipana Ergostar 905
| Complete motor for turnin H.P. | 330
| Angle handpiece for micro motor | 330
| Upper gear for angle H.P. | 180
| Pinton for angle H.P. | 180
| Clip for angle H.P. | 180
| Air button for syringe (green) | 285
| Water buttom for syringe (blue) | 285
| Ravo sculure (2.Hole) complete | 240
| Main board complete | 63
Spare parts for dental chair
| Norbine heinel piece complets | 105
| Norbine heinel piece complets motar | 105
| Micro motor angle hand piece | 165
02-05-00234 | EQUIPMENT: AUTOCLAVE
MODEL:YVE-46
COMPANY NAME: TAKZAWA
18488 :Hengo-2-ohome
Bvknkyo.KV,Tokyo ,Japan-
Cable addres Takizawaika-
telephone 711-9181
spare parts list for takizaea autoclave
| Heating elemnt 8KW,3PH | 600
| Thermostate for abov | 375
| Transformer 220/100 | 135
| Safty valve | 225
| Steam trap | 375
| Contactor 100V.40Amp | 90
02-05-00235 | EQUIPMENT :DENTAL UNIT
Mdchipa pharmaceutical Co.LTD
7Yotsuyal.Chome Shinjuku.Ku
Tokyo160 Japan
Spare parts list for dantol unit type pelmont compo 350
| Pana air turbine hand piece 4 holes | 405
| pana air turbine hand piece 2 holes | 405
| Complete cartridge for turbine H.P | 30
| Metal chuck for cartrd | 330
| Air motor complete | 315
| Angle hand piece complete | 330
| Caridge for angle H.P | 180
| Triple cor complete | 240
| Triple syring for triple syiple syring | 510
| Micro pilot valve M.P.V.(N.C) | 180
| Micro pilot valve M.P.V.(N.O) | 180
| Complete adaptor for turbine H.P (4 holes) | 312
Spare parts for dental chair for above
| Solenoid valve coil 220 V | 165
| UP. Down switch (black button) | 180
02-05-00236 | EQUIPMENT: ECG
NIhon Kohden
3-4 Nishiochiai 1- Chome
Shinjuku – Ku
Tokyo 161 Japan
| Patient cable BJ- 610E 2833-000119 | 225
02-05-00237 | EQUIPEMENT: OPERATING LIGHT
.Takizawa Medical Instrument LTD
Chome , Eunkyo - Ku, Tokyo, Japan
Spare Parts List For Operation Light Type Takizawa
Spare Parts List For Operation Light Type Takizawa
| Bulb 24V, 50 W | 2550
| Light intensity centrol with nobe part no. NB335093 | 105
02-05-00238 | EQUIPMENT: OPRATING LIGHT
Warmax
Fezedsibliorstwo penatwe
Warszawa Wiloza 50152
P.O. Box 263, 272
Telex 814311
Poland
Spare parts List For Operation Light Type Warmax
| Miror Bulb 24 V, 40W | 4800
| Miror Bulb 24V, 35W | 4800
02-05-00239 | EQUIPMENT:OPRATING LIGHT
DD Dalalchi Shomet Co.LTD
Tokyo – Japan
| Halogen Bulb 24V. 50W Type H24501 | 5100
| Bulb 24V- 150W | 4800
| Hirrored Bulb 24V,50watt | 4800
| Mirrored Bulb 24V, 30watt | 4800
| Halogen Type DKK 24V, 50 Watt | 9000
02-05-00240 | EQUIPMENT :WHEEL CHAIR
Yamamoto Anil Co. LTD.
P.o. Box No. 600 Part
Kote , 651- 01
Japan
Spare Parts List For RG-16 Deluxe Wheel
Chain Pneumatic Caster Type
| Wheel 24”, Pneumutic | 9600
| Rubber for above | 9600
| Caster Complete 6” Solid | 9300
| Caster steam bearing | 1800
| Baek rest | 3600
| Seat | 3600
| Vidiocon (Camara Tube) for Shimadzu angiogaphy | 12
| Heater bath for Kodak automatic processor model M8 | 6
The following spare parts for shimadzu machines X- ray
High Tension type HD 150 B 10.2
| Circlex 0.3/0.8 P38 C- 42 | 18
| Circlex 1/2 P3c C-40 | 27
| Circlex 0-6/1/2 P38 C-40 | 24
| Circlex 0-8 P83 C-40 | 24
| Circlex 0-5/1 P33 C-40 | 24
| Power Boards Eschmann Electro- Surgical | 60
| Diathermy unit type TD | 33
| Halogen lamps for operating microsope zeiss OPM 1 163707 | 45
02-05-00241 | Spare Parts For Sterilzer Sakura HVA -M12:
| Motor valve MB-10 ½ | 6
| Motor valve MB -10 ¾ | 6
| Motor valve HMY -32H 3/8 | 6
| Solenoid valve for steam | 12
| Solenoid valve for water | 12
| Safety valve FB-4 ¾ | 12
| Pressure reducing -valve RD-3 1/2 | 12
| Timer Nsy 6M | 6
| Check valve T-125 ¾ | 12
| Check valve J islok | 27
| Check valve J125 ½ | 12
| pressure switch FPS-C103 | 12
| Thermo – sensor Rs-12 - MCD 10300- IEA- 2000 | 12
| Thermo – sensor Rx-P 100- 305 -B-0069-1 | 12
| Sprocket for motor | 12
| Sprocket for door | 12
| Thermo regulator | 12
| Solenoid valve for seal | 27
Motor for chair & transformer for dental equipment type yoshida
| TE-31 | 12
02-05-00242 | Solutions and S.P for technicon Laboratory Units.
| Bunacid | 300 | 4 x 900 ml
| Bun Color reagent | 300 | 2 x 4 L
| Glu-Cient | 300 | 1 x 6 L
| BRIJ 35% | 75 | 1 L
| Servo Emplifier | 21 | each
| Pump tube (GRN-GRN) | 120 | 1 x 12
| Pump Tube (ORN-YeL) | 60 | 1 x 12
| Pump Tube (ORN-GRN | 60 | 1 x 12
| Pump Tube (wht-Wht | 60 | 1 x 12
| Pump Tube (Red-Red) | 60 | 1 x 12
| Pump Tube (BLK-BLK) | 90 | 1 x 12
| Pump Tube (ORN-ORN) | 60 | 1 x 12
| Chart paper | 600 | each
| Membrane | 600 | 1 x 12
| Blue tubing | 600 | M
| Red Tubing | 600 | M
| Black tubing | 1500 | M
| Heating bath 37C | 15 | each
| Heating bath 90C | 15 | each
| Drive belt | 60 | each
| Standard solution for urea & sugar | for one year
02-05-00243 | SPARE PARTS FOR DENTAL UNITS FROM W&H/ AUSTRIA
| Screen | 600
| Cuspidor | 60
| Gasjet ( ceramic cuspidor) | 300
| Cuspidor adaptor | 90
| Switch 8121 J81 | 30
| Filter handle | 90
| Outlet nipple | 150
| Nipple of suction hose, small | 150
| Water collector | 150
| Timer PCB 1128-2 | 60
| Chuck of the microvac | 90
| Cup | 90
| Filter controller air | 90
| Air filter | 6000
| Cup for filter cont | 1800
| Filter controller water | 90
| Magn valve burgert 211/A | 300
| Fuse base | 600
| Main switch | 150
| Transfor | 30
| Spring | 300
| Micro coupling omron 5-GL | 150
| Grip of the foot control | 150
| Autochip PCB 860115 | 120
| Axle | 150
| Adapter shank ral 9002 | 150
| Slide plate | 150
| Washer DIN 2993 B DIA8.2/16x0.6 | 150
| NUT DIN 937 M8 | 150
| Instrument sensor PCB 106-10-08A | 150
| Spring | 60
| Stop cover | 150
| Support, Black | 60
| Console PCB PN 1118 | 150
| Magn vale M-300-C-01 | 30
| Lid | 30
| Closing membrane | 60
| Upper chamber | 30
| Cone | 30
| Emergency switch | 30
| Gasget | 120
| Axle | 30
| Nut | 60
| Middle bottom | 30
| Lower chamber | 30
| Draining membrane | 60
| Bottom valve | 60
| Binding clasp | 300
| Rubber knob | 60
| Rubber spring | 3000
| Lower piece | 150
| Return dowel | 150
| Return spsring | 150
| Inlet Cap | 150
| Pushing knob for micro | 300
| Hose coupling | 150
| Magn valve burgert M300 C-10.6 | 150
| Micro switch omron SS-5 GL | 150
| Quick connection elite | 150
| Adjusting knob 0711 M 8x30 | 150
| Finger screw M 5x25 | 600
| Module PCB 1122 | 150
| Instrument holder | 150
| Adjusting piece for inst. holder | 150
| Attaching piece for inst. holder | 150
| Turbing tube 4 hole miltix | 600
| Tube piezoma, black | 30
| Power piezomatic | 60
| Power potantiometer | 60
| Handpiece piezomatic | 60
| Piezomatic TIP no.1 | 120
| Piezomatic TIP no.2 | 120
| Piezomatic TIP .no.3 | 120
| Syringe 3 way pen straight | 150
| Gas spring 90 nly the endo | 600
| Closing membrane | 30
| Plug | 60
| Barromg F:PAT | 60
| Gasket | 60
| Bottom membrance | 150
| Binding clasp | 60
| Halogen lamp | 1500
02-05-00244 | SPARE PARTS FOR W&H INSTRUMENTS
| Spare rotor cap. | 600
| Push botton cpt. | 300
| Red gear cap. | 180
| E- Motor/Hand piece with cable fitting to ELCO-S-E | 90
| Ball bearing | 300
| Chuck | 300
| Threaded axle cple | 150
| Ball bearing | 1200
| Claw sleave CPL. Green | 300
| Rotor blace | 300
| 26900 W&H service oil | 90
| Spray cap for roto quick system | 180
| 20361 Spray cap with nozzle only | 300
| 20529 Spray cap for turbines series 300 | 300
| 301 Assistina plus clening and LUB. UNIT CPT | 30
| 26805 Package of each on bottle oil& cleaning LIQ. | 300
| 20382 Spray cap for handpices & contra angles | 300
| Cluch sheeth | 450
| Coupling seal | 300
| Rotor without ball bearing | 300
| W&H turbing handpiece 190RM 4 Hole | 900
| W&H contra angle handpiece 158 | 300
| W&H havy duty lap. handpiece | 1500
SPARE PART FOR ELCO MODEL 5018
| Rotor cpl. with magnet | 30
| Contact spring | 15
| Ball bearing | 75
| Spring washer | 30
| Spare disc | 30
| Sheeth | 30
| Dog | 45
| Spring band cpl. | 30
| Threaded ring | 15
| Shield | 30
| Carbon brush | 150
| Nazzle apl. | 9
| Loupler plua | 9
| Motor sheath | 15
| Nazzle apl. | 45
| U- ring por 11.555 | 45
| Chuck 02,35 mm | 45
| Safety ring | 15
| Ball bearing | 75
| Seal pack cpl. | 30
| Sheath cpl. | 24
| Stop sheath | 30
| Nut for 11.563 | 30
| D- Ring | 15
| Bearing sheath | 15
| Screw for sheath | 150
| Theaded log | 30
| Spring washer | 30
| Back pressure spring | 30
| Slide ring | 9
| Shim | 15
| Shaft cpl. | 30
| Shaft | 15
| Spring ring | 30
| Spring pressure ring | 9
| Spring | 15
| Sheath | 15
| Pin for 11.577 | 150
| Flexible shaft cpl. | 30
| Pin for dog | 150
| Dog | 75
| Cleaning brush | 15
| Small bottle oil , 50 gr | 30
| Spnner | 15
| Handpiece stand | 9
| Chuck spanner for 2,35mm | 15
02-05-00245 | SPARE PART FOR DENTAL LAP. HP. CAT.NO.150
| 6670 Sheath | 75
| 6671 Nozzle | 75
| 6672 Pulley protection | 75
| 6673 Frame part | 150
| 6674 Shaft | 75
| 6675 Ball bearing | 150
| 6680 Ball bearing | 150
| 6685 Seeger sirclip ring | 75
| 6687 Adjsting nut | 150
| 6688 Safety ring | 75
| 6689 Knurled ring | 150
| 6690 Threaded axle cpl. | 150
| 6691 Thrust bearing | 150
| 6692 Grip ring | 150
| 6693 Threaded pin | 150
| 6683 Chuck 2,35mm | 300
| 6682 Chuck 2,35 mm | 300
DENT PLANT COMPLETE SET
Instrument set
| 5.1 Instruments for implant body placement | 6
5.2 Instruments for implant and for superstructures
5.3 Supplementary instruments
| Screw rool form implants (Assorted) | 600
2.1 Implant to be implanted by one- stage operation
2.1.1.02,35mm Threaded red- form (or needle) implante
2.1.2.03mm Screw root form implants
2.1.3.04mm Screw root form implants for one - stage operation
2.1.4.04,5mm Screw root form implants for one- stage operation
| Necks, abutments, and laboratory accessories(Assorted) | 600
4.1 Necks (or permucosal extensions)
4.2 Abutments (or heads)
4.3 Laboratory accessories
| Elcomped operating- unit cpl. | 6
| Special motor with mounted connection cable | 6
| Set of W+H hand pieces for implantology, consisting of 12 pcs | 6
| Micromotor W+H (for elco s model 8018E) | 150
| Air motor W+H 20 Rm | 300
| Coupling 4h- W+H(Adapter) | 300
| Flexible cable for kavo motors | 150
02-05-00246 | SPARE PARTS FOR KAVE DENTAL UNIT MONDIAL 1032 S
| 201 8081 | 45
| 573 3972 | 15
| 200 0241 | 75
| 573 3962 | 15
| 201 8067 | 45
| 573 2341 | 15
| 210 1201 | 15
| 200 6125 | 75
| 210 1262 | 30
| 210 7035 | 75
| 210 2402 | 30
| 200 6026 | 75
| 201 8065 | 45
| 200 0457 | 75
| 200 6135 | 60
| 201 8117 | 30
| 200 6316 | 30
| 220 7917 | 30
| 200 6133 | 75
| 200 6124 | 75
| 210 2582 | 75
| 200 6510 | 75
| 245 5023 | 15
| 200 6226 | 75
| 734 0792 | 30
| 258 6010 | 30
| 220 1459 | 9
| 201 7020 | 60
| 201 8030 | 45
| 734 0881 | 9
| 210 3262 | 75
| 202 6031 | 15
| 764 7402 | 15
| 764 7302 | 15
| 764 7412 | 9
| 764 7652 | 9
| 200 6135 | 135
| 200 0457 | 45
| 201 8117 | 30
| 200 0458 | 45
| 200 6316 | 45
| 764 6311 | 30
| 764 0703 | 30
| 764 6331 | 15
| 220 0816 | 30
| 200 6315 | 45
| 210 2892 | 30
| 200 6404 | 45
| 210 3782 | 30
| 764 3982 | 30
| 226 9119 | 30
| 200 6012 | 45
| 516 3382 | 75
| 211 7181 | 30
| 573 2301 | 30
| 200 6110 | 150
| 516 7680 | 45
| 728 7680 | 30
| 728 2512 | 30
| 728 2481 | 30
| 728 2452 | 15
| 728 2422 | 30
| 516 5240 | 60
| 728 2452 | 30
| 742 1001 | 30
| 223 2107 | 30
| 705 5287 | 15
| 201 8051 | 15
| 200 3113 | 15
02-05-00247 | SPARE PARTS FOR DENTAL UNIT DYNAMICA | 0
| 900 2041 | 15
| 900 2017 | 9
| 900 2073 | 9
| 900 2089 | 12
| 900 2052 | 9
| 900 2029 | 60
| 900 2030 | 96
| 705 5582 | 6
| 764 2791 | 6
| 764 2781 | 6
| 210 2532 | 45
| 705 5592 | 3
| 763 4441 | 15
| 200 6603 | 48
| 214 7181 | 15
| 200 6024 | 120
| 535 1742 | 60
| 201 0021 | 150
| 750 0551 | 30
| 715 5761 | 90
| 516 7200 | 15
| 715 5631 | 30
| 705 1851 | 60
| 701 7282 | 120
| 900 2030 | 300
| 715 1472 | 9
| 715 1471 | 12
| 641 1020 | 12
| 705 2991 | 12
| 201 0307 | 18
| 724 1392 | 63
| 705 5912 | 6
| 705 3011 | 9
| 228 3016 | 12
| 223 2174 | 48
| 734 0341 | 15
| 734 0792 | 9
| 734 0351 | 30
| 734 0571 | 18
| 210 1291 | 24
| 200 0536 | 24
| 201 8045 | 30
| 200 6221 | 18
| 210 1301 | 360
| 200 6125 | 48
| 201 8039 | 9
| 200 0531 | 66
| 200 6510 | 9
| 231 1415 | 24
| 201 8059 | 24
| 210 1271 | 24
| 231 1413 | 24
| 210 1261 | 24
| 210 1431 | 30
| 200 2406 | 150
| 210 0530 | 15
| 705 3711 | 48
| 210 7060 | 24
| 215 5161 | 54
| 210 3100 | 24
| 210 0420 | 48
| 765 0150 | 48
| 210 0160 | 150
| 236 2271 | 12
| 210 8180 | 24
| 261 4024 | 9
| 516 6710 | 48
| 705 3451 | 24
| 223 2174 | 12
| 705 3341 | 24
| 705 3441 | 24
| 516 7720 | 48
| 200 6016 | 60
| 200 6004 | 60
| 200 6110 | 150
| 2232 2174 | 12
| 705 3031 | 12
| 573 2301 | 30
| 200 6110 | 96
| 516 7610 | 48
| 200 6007 | 90
| 201 8081 | 60
| 200 0241 | 60
| 200 6220 | 123
| 573 2432 | 123
02-05-00248 | SPARE PARTS FOR THIRATRON CT 780 RELATED TO COBALT UNIT
Collimator assembly
| Collimater X- Y Readout scaler | 3
| Collimater bolt | 6
| Digital panelmater for (X-Y),(AN 2030-3 diget including 7 sigment I-C. for readout | 6
| Collimater cable | 3
| Mechanieal lock | 3
| Flectrical micreswitch( lever) | 6
Light field size asseubly
| Light fiela assembly | 6
| Quarte- halegen bulb(ATD 2400- 006) | 18
Optical distarce indicater
| Bulb C.B.1130,6.4V,2.63A(3L00977) | 36
Console assembly
| Iamp 28V- 327( console, bean on ,bean off and rest) (3L01005) | 18
| Pliot light electro.SW. MOD . 2M3- H22-G47-24. RD(3I023203) | 6
| Pilot light- electro SW.MOD. 2M3- H22-G4H-(GN) (3L023309) | 6
| Key SW. electro- SW.MOD 2f 3KC-G109 | 6
| Push button SW. electro 2B4- H22-G 14-4 (XL) | 6
| Push button SW. elctro. MOD 2C33-H22-G13 | 6
| Therupy timar L.F 4L0721 (55 MINT.6 HZ) (3T037903) | 3
| Master - slef sor’s for head swivel , table rotation | 36
Couch 23 assembly
| Chain for iatural - transvers motions | 3
| Shift for vertical motion | 6
| Couch level and aligment of table neot to repar | 18
| Livel micro switch , MT-4R-V2-A2 | 3
T.V. canars
02-05-00249 | Service supplies for ware houses
| Fork lift (5ton) | 15
| Fork lift (2 ton) with spare parts including tyre and battry for two years | 21
| Manual hydrolic jack | 60
| Fork lift type (yell) | 30
| Fork lift ( 3 ton ) type (lansenk ) | 24
| Hydrolic jack (1 ton ) | 45
| Cold stor cars | 126
| Chiller | 60
| Manual mechanical jack(0.25 ton) with spare parts for two years | 6
| Cold stor car for mussels and vassins with spare parts including tyre ,battry and cooling gas for two years | 6
Vehicle pick-up doubl cabinet (patrol)
| (one for each governrate + 7 for the three northern governorates) | 66
Land cruiser 4 wheel driver
| ( tow for each governrate) | 108
02-05-00250 | Spare parts for lansing fork lift- Trucks- Typefaer 5.1
Control unit -L- Head
| Bord - printed ciercut | 15
| Bord - printed ciercut | 15
Drive wheel and tyre assemply
| wheel drive | 72
| Tyre cushion | 72
Battery box lid assemply
| Battery 540 A 48 V | 72
| Wheel and tyr assemply comprising | 144
| Telescopic forks motor and gear box- Turret head motor gear box assemply | 30
Reach & Rotate- motor assemply
| Motor assemply | 30
| Armature traction motor | 15
| Armature rotate - motor assemply | 45
| Safety control unit | 30
Safety contactor 48V change over
| Contactor assemply comprising | 15
Control unit telescopic forks
| Control unit comprising | 30
| Micro switch | 300
| Micro switch | 150
02-05-00251 | List of spare parts for Thiratron (T780) related to cobalt unit
A- Collimator assembly
| Collimator X-Y headout scaler PCB | 3
| Collimator belt | 6
| Digital panelimater for (X-Y),(AN 2030-3diget) including 7 sigment I-C for read out | 6
| Collimator cable | 3
| Mechanieal lock | 3
| Electrical microswitch (lever) | 6
B- Light field size assembly:-
| light field assembly | 6
| Quartz-Halogen bulb (AID 2400-006) | 18
| C- Optical distance indicater bulbC.E 1130,6.4V,2.63A(3L00977) | 36
D- Console assembly :
| Lamp28V -327(Console ,Bean on ,beam off and rest) (3L01005) | 18
| Pilot light electro SW.MOD.2M3-H22-G47-24.RD(3L023203) | 6
| Pilot light electro SW.MOD.2M3-H22-G4H-(GN).(3L023309) | 6
| Key S.W electro -SW.MOD 2F 3KC-H22-G104 | 6
| Push button SW. electro2B 4-H22-G 14-4(YL) | 6
| Push button SW. electro.MOD 2033-H22-G13 | 6
| Therapy timer L.F 4L0721(55MINT.6HZ)(3T037903) | 3
| E- Master-Slef SORS for head swivel ,table rotation | 36
F- Couch 23 assembly:
| Chain for latoral -transvers motions | 3
| Shift for vertical motion | 6
Couch level and aligment of table neot to repar
| Liver microswitch ,MT-4R-V2-A2 | 18
| G- T.V.camara | 3
02-05-00252 | Below are the spare parts concerning printing machines (GTO) and letter press machines (Hiedlberg) which were approved in the memorandum of agreement.
A. Required Equipments
| Paper size 100x70cm packet contains 500 paper. | 30000 | Pack
| Metal photo plate size 50x100cm. | 60 | packet
| Blanket 50x 100cm . | 300 | piece
| Black ink one kilogram | 600 | packet
B. Spare Parts
| Ink roller (Hiedlberg) with tow | 3 | set
| Water roller (GTO) 52 cm. | 6 | set
| Piece of plate (GTO) 52 cm. | 36
| Piece of blanket (GTO) 52cm. | 36
| Blanket (GTO) | 36
| English Letter press counter | 120
| Arabic Letter press counter | 120
| Horizental Offset counter (GTO) | 120
| Vartical Offset counter. (GTO) | 120
| Whole ink machine offset 52cm. (GTO). | 9
| Pool for washing the machines | 9
| Jacket sylender (GTO) 52x41 cm. | 39
| Different sizes plates | 18 | packets
| Black ink and different colour ink | 3000 | packets
| Cloh for water rollers size 9 cm. | 300 | m
| Cloth for water rollers size 7 cm. | 300 | m
| Rings of counter base (GTO) with cams | 30 | sets.
| Holder for paper delivering size 46 cm. (GTO) | 36
| Water rollers size 52 cm. | 24
| Ballberen (GTO) 22m. | 60
| Different size ballaeren size 6001 | 150
| Spare parts for clipper machine (honer). | 15
| Spare parts for garafix machine (clips cather set) with catter | 15
| Hallogine lamp power 1000 watt. | 30
| Paper cutter for (pooler) machines size 115. | 12
| Paper size for (welenberg) machines size 115. | 12
| Developer plate | 300 | Pack
| Films developer | 300 | packet
| Water pools size 46 cm. | 12
| Inhing camter roller (GTO) | 18 | sets
| Cutter for (perfecta) german cutter | 12
| Hydrolic distribution system for (parfecta) cutter | 6
02-05-00253 | For sonar sonaline SL1
| 7.5MHZ Sector porbe | 3
| FNA-Guding probe | 3
| 10MHZ Sector probe | 3
| 3.5MHZ Sector probe | 3
| Probe 5MHZ Sector | 3
| Seimens (Imager) probe 3.5MHZ | 3
02-05-00254 | Toshiba Sonolager L-Sal 35A
| Probe 3.5MHZ Linear Brud and Kjar. | 3
| Dual had sector transducer tubp 8529 | 6
| Rectal Transducr tupe 8537 | 3
| Trans urcehtral Transducer type 1850 | 3
| Pacture attachment for type 8529 | 6
| Fan Unit | 3
02-05-00255 | . Company Name : TIFA/ USA
Subj., : Spare Parts for tifa fogging machine model 100E
| Carburetter | 15
| Fule pumps | 30
| Formulation Pumps | 30
| Carburetter repair Kit | 45
| Ignition Electrode | 45
| Ground wire | 45
| Nozzle with strainer | 45
| Spark plug | 60
| Fuel Valve | 21
| fog Valve | 21
| Partical size selector valve | 15
| Gas selonoid valve | 21
| Formulation selonoid valve | 21
| Complete set of Switches | 45
| Complete set of Hoses | 45
| Complete set of Belts | 45
| Start selenoid valve | 30
| Gas presure Gauge | 45
| Formulator presure Gauge | 30
| Pyrometer | 30
| Tachometer | 45
| Fire traps | 45
| Presure Switch | 21
| Themo couple | 30
| Complete set of Gas Kit | 30
| Gravity Tank | 21
| Magnito Complete | 21
| Mufflers Complete | 15
| Suction and return manifold line | 15
30U-IV cells stionk.
02-05-00256 | . Tyres and Tubes Required For Health Institutions in Iraq
| 600 x 14 | 4500
| 650 x 14 | 4500
| 700 x 15 | 6000
| 750 x 16 | 4500
| 205 x 16 | 4500
| 650 x 16 | 3000
| 1200x 20 | 3000
| 1100x 20 | 3000
| 1200x 24 | 1500
| 1000x 20 | 750
02-05-00257 | EQUIPMENT: GENERAL MATERIAL
| RESIN CATION | 150 | ton
02-05-00258 | Equipment name: X-Ray film Automatic processor (E2-009)
Model : RPX-omat M8
Company name : Kodak –Germany
Quintity installed : 50
Site : All governerat
| Thermistor (RT3) 562366 | 45
| Developer and fixer recirculater 594391 | 45
| Heater (R3) 562368 | 45
| Pressure Regulator 480013 | 45
| Replenisher solenoid 562507 | 45
| Relay 562334 | 30
| Relay 562336 | 30
| Relay 603510 | 30
| Relay 595432 | 30
| Relay 562245 | 30
| Teledyne Relay P/N 615V-8560 | 30
| Fixer Crossover spring 459344 | 60
| Developer crossover spring 497843 | 60
| Dep, Fix, Flow Switch 66770 | 45
| Developer filter 467674 | 3000
| Dryer thermister (RT.) 562370 | 30
| Dryer upper limit 602751 | 30
| Heater assembly 514308 | 30
| Varistor GE-K2 V275 LA20A | 45
| 2000 Fluid control cct. board assembly. 602721 | 30
| 3000 Stand by cct. Board assembly 602722 | 30
| 5000 Fault monitor cct. borard. 602724 | 30
| Lead 562786 | 60
| Replenisher pump assembly 594392 | 30
| Gear 594479 | 165
| Gear for dryer 562543 | 165
| Gear for Dryer 594113 | 165
| Gear 594480 | 165
| Gear 562494 | 165
| Gear 594139 | 165
| Gear 594138 | 165
| Gear 562796 | 165
| Bearing | 60
| Entrance Gross over Assem.594124 | 60
| Developer Tofixer Crossover Assem. 594126 | 60
| Doveloper Rack Assem. 594125 | 60
| Fixer Rack Assembly 594127 | 60
| Wash Rack Assembly. 594129 | 60
| Ralls | 60
02-05-00259 | Equipment name: X-Ray Generator | 13
Model : HD-150G813
Company name : Shimadzo -Japan
Site : All governerates
| Gate Control Board. 532-21489 | 36
| Board starter # 532-22073B | 60
| M.Sec control Board | 60
| Starter - 1A Board 532-21577A | 81
| Thyrester SOR1 SC30C | 90
| Starter 5A-40 501-07813C | 60
| Terminal unit 501-07814C | 36
| Control Unit 501-07815C | 48
| Condenser CA,CB 6800UF200V | 60
| Condenser CL 25UF300V | 60
| HT- Transformer | 60
| Lead Relay | 60
| Air Suction | 60
| TR25C 1325 | 60
| Read Relay 500-13716-02 | 159
| Read Relay R54423-2P 65-63129 | 60
| Read Relay Omron LA1-001 12 VDC 562228 | 60
| Transistor type QM30 HA.H | 60
| Transistor type EVG33-050 | 60
| Solid state transistor ETG 81-050 30A 500V 060-43214 | 219
| MA Board 501-65530B | 63
02-05-00260 | Equipment name: X-Ray Unit | 26
Model : HD-150 B-10
Company name : Shimadzo -Japan
Site : All governerates
| MA Control Board 501-65529 | 63
| MA meter Control Board assy 501-63473P | 93
| Board sec. control assy 501-64456 | 63
| Over load projector 10 assy 501-63448 | 63
| Board 501 65529 | 33
| Board 501 64456 | 33
| Board 501-64456 | 33
02-05-00261 | Equipment name: X-Ray Spot film device | 13
Model : HB-150 G40
Company name : Shimadzo –Japan
Site : All governerates
| Carrige derive motor film IA 9/5 – 3-25, 100V | 21
| Motor 100V, 2.5 UF, 30 min | 21
02-05-00262 | Equipment name: X-Ray System , Universal remote controlled | 13
Model : Gitroscop
Company name : Shimadzo -Japan
Site : All governerates
| X-Ray tube voltage regulator KV regulator. | 21
| Carridge drive motor. URK25GK-A2 | 21
02-05-00263 | Equipment name: Mobile X-Ray unit | 200
Model : KCD-10
Company name : Toshiba- Japan
Site : All governerates
| X-Ray tube head complete.DRX-66DK | 180
| X-Ray tube insert with washers, bellow,etc.DR-66 | 180
| Mercury switch RY-2 | 90
| Relay RY-4 | 60
02-05-00264 | Equipment name : Mobile X-Ray unit with table | 180
Model : Medirol -1
Company name : Medicor - Hungary
Site : All governerates
| Single tant with X-Ray tube for medirol-1 DR-125/110 | 90
| X-Ray tube insert DR-125/110 | 90
| Electronic timer AO-1 | 90
| Correction switch | 30
| Electronic valve EL84 | 300
02-05-00265 | Equipment name: Mass chest X-Ray mobile unit | 6
Model : MCS x-Ray FFT
Company name : Philips, Holland
Site : All governerates
| Timer transformer E 160 4522 100-0820 | 18
02-05-00266 | Equipment name: Mobile X-Ray Image Intensifier | 45
Model : WHA - 10
Company name : Shimadzu, Japan
Site : All governerates
| Image Intensifier for WHA-10A | 54
| T.V chainsf-200 | 21
| Camera 532-22085 | 21
| High voltage transformer Including X-Ray head for SDO 0.4/1.5 532-22085 | 120
02-05-00267 | Equipment name : X-Ray Unit with TV | 13
Model : HD-150 B-10 1985
Company name : Shimadzu, Japan
Site : All governerates
| MA Control Board | 24
| Darling Pair Power Transmitter | 24
| Auto Transformer | 3
| High Speed Transformer | 3
| High Speed Unit SA30 | 15
02-05-00268 | Equipment name: Silver collector | 43
Model : FX-30m
Company name : Shimadzu, Japan
Site : All governerates
| Electric Panel Board | 30
| Circulating Pump | 12
02-05-00269 | Equipment name: CT Scanner Somoto | 2
Model : HIQ
Company name : Siemens –Germany
Site : Baghdad
| X-Ray Tube Gantry box B1125660 X 1340 | 9
| Cooling unit for the X-Ray tube AC11008 | 3
| Resistance Pade for the DSC | 6
02-05-00270 | Equipment name: X-Ray unit | 3
Model : Angioscop
Company name : Siemens -Germany
Site : Baghdad
| Tube assembly MEGALX 125/40 /82C-120L 876134x1122 | 12
| 2sd.Plane T.OPT150/40/102C-100L 7213820x1122 | 6
| SIRHCORD video output ROA 2828729-SE017 | 6
02-05-00271 | Equipment name: X-Ray unit | 2
Model : Sirgraph
Company name : Siemens -Germany
Site : Baghdad
| X-RAY TUBE COMPLET12/20/40 | 6
02-05-00272 | Equipment name: X-Ray unit | 3
Model : TRIEOROS
Company name : Siemens -Germany
Site : Baghdad
| X-RAY TUBE COMPLET 150/30/51 | 6
| X-RAY TUBE COMPLET 150/40/72 C | 6
Model:Siregraph-11
| Tube ASS.OPTI150/40/73C-100L 8867558x1953 | 6
Model:Siregraph
| KV-Interface control D 890 97148892x1732 | 3
Model:Siragraph C
| Motor drive board D7a,D7b 7356223G5209 | 3
02-05-00273 | Equipment name: X-Ray unit | 4
Model : Siramat
Company name : Siemens -Germany
Site : Baghdad
| Model : Siramat Tube OPTI 150/40/102C-100L 7213820x1122 | 9
| Model : Siramat Power S.NI board for medio Med 4731196GE009 | 6
| Model : Siramat MA measur board 8382947x1423 | 6
| Model :Siramat Board D65 1800911x1022 | 6
02-05-00274 | Equipment name: X-Ray unit | 3
Model : MIMAR
Company name : Siemens -Germany
Site : Baghdad
| Model : MIMAR - 111 Interface controler board D4 4104568G5123 | 6
| Model : MIMAR - 111 Logic board D5 4104501G5123 | 6
| Model : MIMAR - 111 KV board D97 7131584x1081 | 6
| Model : MIMAR - 111 Logic board D3 4024366x1116 | 6
02-05-00275 | Equipment name: X-Ray unit | 2
Model : Uroscop
Company name : Siemens -Germany
Site : Baghdad
| Uroscop Casstte movement motor 3116613B0905 | 3
02-05-00276 | Equipment name: Gamma Camara
Model : Maxi Camara 400T
Company name : General Electric USA
Quintity installed : 12
Site : Baghdad - Basrha – Nenewa
| Integrated power sypply 177 3031 | 12
| CPU and Video power supply 177 3035 | 12
| Break and head power supply 177 3034 | 12
| Acouistion power supply 177 3033 | 12
| Rigid Disk power supply 177 3036 | 12
| Stepper Motor Power supply 040 0700 | 12
| Gantry Controller CUP 040 0701 | 12
| Lenear Decoder for Rail 040 0702 | 12
| Scan Mode for Rail 040 0703 | 12
| Cluch power controller 040 0704 | 12
| Ahcle Decoder 040 0705 | 12
| Hand control box 040 0706 | 6
| Top box 040 0707 | 6
| Imaging table motor MX 040 0708 | 12
| Low Voltage detector cable 177 3032 | 12
| Disk and Flopy controller 177 3037 | 12
| Flopy disk drive177 3039 | 6
| Riged disk drive 177 3038 | 6
| P1 tube 65 MV. 040 0800 | 12
| P1 Tube 165 MV 040 0801 | 12
| Transformer 177 3006 | 18
| HV Detector Cable 177 3007 | 15
| Brake power spply 177 2950 | 6
| Scaler timer 177 2960 | 15
| Scanning modele 177 2980 | 6
| Maxi 400T Control Module 177 2985 | 12
| CPU Set 177 2000 | 9
| Disk Set (INT+CONT+PS)177 2300 | 6
| TV Set (TV1,TV/3,M481)177 2400 | 12
| Aqduistion Set : (G1,G2,ECG) 177 5800 | 12
| CPU PS 177 2600 | 12
| Color TV 177 2702 | 6
| Floting point package177 2020 | 3
| Convertor board177 2803 | 6
| Logic board177 2801 | 12
| Relay board177 2802 | 6
| Power supply ACQ. box177 2604 | 12
| Color Graphics Printer polter + Accessories177 9700 | 6
| Floppy cont. + INT. +Ps.+FLFV177 2350 | 9
| Floppy 8" 177 2350 | 300
| Cassette for formator 177 8009 | 12
| Cleaning set for computer177 8000 | 15
| Parallel interface for color graphics Printer177 9710 | 3
| INK Cartridge Set | 30
Black 177 9751
Cyan 177 9752
Magneta177 9753
Yellow 177 9754
| Mintenance Cartridge for SHARP JX-SMLP INK JET JX-SMLP Imager Printer. | 15
| Analog computer for 400T Maxicamera | 6
| High voltage supply 400T Maxicamera | 6
| Uniformity computer 400T Maxicamera | 6
| Spectrum analyzer 400T Maxicamera | 6
| Imaging Detector Power supply Maxicamera | 6
02-05-00277 | Equipment name: X-Ray units | 150
Model : ID-125L
Company name : Shimadzo -Japan
Site : All Governrates
| X-Ray tube head circlex 1/2U13 CN-25 | 210
| X-Ray tube head circlex 1/2UG13 AN-30 (MC 100 L-30)(532-22570) | 210
| X-Ray tube head complete with H.T.T 501-066500-12 MD 100 P/D1801 | 120
| X-Ray tube insert D 180 | 135
| X-Ray tube head circlex11/2 UG 13BN-25 (532-20806) | 90
| X-Ray tube insert1/2 U 13BN-25 | 105
| X-Ray tube complete circlex1/2 P 38C-40 | 105
| X-Ray insert tube1/2 P 13C-40 | 75
| X-Ray tube head circlex1/2 P 18C-80S | 75
| X-Ray tube complete cieclex 0.5/1.2 P38DK-80S | 30
| P.C.B mA control – 10 501-62925 N | 75
| P.C.B startor – 3 501-66354 E | 75
| H.T cable 12 meter longe | 60
| H.T transfoemer for I.D-150L 509-29 764-92 | 30
| New vicon tube S 4100 | 60
| Casselle tray 501-93379 | 60
| Halogen lamp12V 100W 500-04379 | 2100
| Servo motor ESA-INS 1/30-077-50411-10 | 30
| Micro switch V-10 F22-1 A064-32230 | 180
| X-Ray Grid 828-038 W100 500-0614-03 | 90
| Cassette tray 501-93379- | 120
| Fillament transformer 060-66475 | 45
| High voltage transformer 501-67203 | 24
02-05-00278 | Equipment name: X-Ray units | 4
Model : Medio 50
Company name : Philips -Holland
Site : All Governrates
| X-Ray tube head copmlete for vedio 50 for Medio 51 | 6
| X-Ray tube head complete4522 100-0820 | 6
| Timer transformer E/60 | 30
| MCS 70-5 cassett for odelca camera | 18
02-05-00279 | Equipment name: X-Ray units | 70
Model : KXO -12M
Company name : Toshiba - Japan
Site : All Governrates
| X-Ray tube insert DR - 180 | 60
| X-Ray tube head complete for 500 MA unit DRX-1603 B | 60
| X-Ray insert DR-66 (1.5x1.5) | 60
| Motor for MCS 220V-50HZ 0.45A 4000 RPM | 15
| Magnet contantor C4 - 35 | 30
| Magnet brake Y0806 - 02 | 30
| T-D relay /Y/P A.C100 | 60
| Micro SW | 30
| Micro Sw Z - 150 | 30
| Magent contactor MA 406 | 30
| MG contactor GA 113 DBIWTXIS | 30
02-05-00280 | Equipment name: X-Ray units | 350
Model : Dental X-Ray
Company name : Tropy - France
Site : All Governrates
| X-Ray tube head complete 508 MINOREX | 60
| X-Ray tube head complete 558 MINOREX | 60
02-05-00281 | Equipment name:Image Intensifier
Company : Siemens- Germany
Site: Baghdad
| Image intensifier sicron 2 | 3
| TV system videomed 2 | 3
| TV monitor 44 cm | 9
| X-ray tube | 3
02-05-00282 | Equipment name: Spare parts for X-ray films auto processing
Company: IMS,Italy
Sit:All governorates.
| Master link for chainP6 4111 | 60
| Main drive shaft Assy-420 6579 | 15
| Bearing housing block3145 | 30
| Helical gear 6mm 5680 | 150
| Electronic switch relay 220V AC 5365 | 60
| Infra-red rays lamp 5544 | 600
| Fuse 0.5 Amp 4751 | 600
| Male connerctor 6 pole 5372 | 600
| Female connerctor 6 pole 5371 | 600
| Geared motor with capacitor 5377 | 150
| Thermal regulator 4744 | 150
| On-off switch 5373 | 90
| Rubber roller long-short pins 5418 | 600
| Rubber long pins 5419 | 600
| PVC roller long and short pins 5689 | 600
| PVC roller heavy 5690 | 300
| PVC roller long pins 5691 | 450
| Mobile bushing delrin 4721 | 300
| Helical gear Z=304 1278 | 450
| Helical gear right 10mm 5678 | 600
| Helical gear lift 10mm 5681 | 600
| Chain P6 with master link 4110 | 27
| Spring for roller 5477 | 1500
| PC board no.4 6019 | 150
| Components card for relay 9747 | 60
| Overflow pipe 26 cm 10033 | 150
| Overflow pipe 23 cm 500028 | 150
02-05-00283 | SPARE PART FOR HUDSON / S PUMPS
| 1/8 x 1/2 Cotter pin | 1800
| 3/32 x 112 Cotter pin | 1800
| 3/32 x 7/8 cotter pin | 1800
| Cover chian | 1800
| Cover gas kit | 1800
| Dip tube adaptor wing fitting | 1800
| Dip tube only | 1800
| Dip tube only for 4 gallon tank | 1800
| Extention tube 8 nozzle assembly for 3 gallon | 1800
| Extention tube 8 nozzle assembly for 4 gallon unit | 1800
| Hose adaptor | 1800
| Hose adaptor assembly | 1800
| Hose with thrustless shutoff & strainer assembly | 1800
| Hudson pumps | 2760
| Male fitting | 1800
| O-ring for dip tube | 1800
| Plug for gange adaptor fitting on top | 1800
| Plunger assembly complete | 1800
| Pump cylender assembly complete | 1800
| Shoulder strap 2 wide | 1800
| Shut off cock | 1800
| Valve pin assembly | 1800
| Valve pin spring | 1800
| Pumps cylinder assembly complete | 600
| Shut off assembly complete thrustless | 600
| Pluger assembly complete | 600
| Valve body | 600
| Nozzle flow regulator | 600
| Assembly consists of | 600
| Nozzel body | 600
| Gasket | 600
| Nozzele tip | 600
02-05-00284 | Spare parts for medical equipment
Equipment:- Polydoros 50X -Ray ganarater
Company/manufacturer:- Siemens
Site:- Medical city Hospital Baghda
| Borde No. 8353336 X1626 D15 | 3
02-05-00285 | Equipment:- C.T Scanner somatom DR3
Company/manufacturer:- Siemens
Site:- Medical city Hospital Baghda
| D17221500 4026 Electrom 7221500 | 12
| D117221708 G4026 | 12
| D27221626 G4026 | 12
| D57467798 G4036 | 12
| M7745 ROX 2Flopy disc controler 501289 1d | 6
02-05-00286 | Equipment:- Siremat
Company/manufacturer:- Siemens
Site:- Medical city Hospital Baghda
| 7218704 G 5207/ 01198 | 3
| Videomed H-R camara comp | 3
| 21851-AI 12492 50 H2 | 3
| Seat of boords for camera control unit type videomed H-R 7218704 | 3
| Monetor screen for monitor model 7297419 Q 5205 C | 3
| Carriage 4004669 G 5167 | 3
02-05-00287 | Equipment:- heamacron 400
Company/manufacturer:- heamacron
Site:- Medical city Hospital Baghda
| Display screen Serial No. 3-1010 | 9
| Battry 6 Volt | 18
| PC board Serial No. HE 2B 1056 | 9
02-05-00288 | Equipment:- heamacron 800
Company/manufacturer:- heamacron
Site:- Medical city Hospital Baghda
| Pc board Serial No. 2-2235 | 12
| Battry 6 volt Serial No.5-5-170 | 6
02-05-00289 | Equipment:- heamacron 801
Company/manufacturer:- heamacron
Site:- Medical city Hospital Baghda
| Battry 6 volt serial No.5-2-209 | 3
| Coupling serial No.4-35 | 6
| PC board serial No.3050 | 3
02-05-00290 | Equipment:- Monitor sircuts 404-1
Company/manufacturer:- Simens
Site:- Medical city
| PC board Serial No.84 20317E 2250 A53 | 6
| Pressure transducer Serial No.45 27 950 | 15
| Patient cable with adaptors serial no. 45 23254 | 60
| Rectal temperature probes serial no.45 30 259 | 60
| Electrode adhesive rings seriaL NO. 45 23 742 | 6 | set
02-05-00291 | Equipment:- X- Ray unit
Company/manufacturer:- Simens
Site:- Medical city
| Megalix 125/30/82Cm | 9
| Insulat kit 1 for MMT tube | 6
| Adaptation megalix -MMT | 6
| High tension cable 3-core 20m | 6
| Optitop 150/40/80 HC-100L | 6
| Mod.Polyd.80 E27 97 277x1512 | 6
02-05-00292 | Equipment:- Bicor/coroscop C- elema
Company/manufacturer:- Simens
Site:- Medical city
| Control console with programing attachment | 3
02-05-00293 | Equipment:- Monitor
Company/manufacturer:- Simens
Site:- Medical city
| Moneitor model 8714560 x 1765 serial no.01803 modification 1765 220V 1 phase | 6
02-05-00294 | Equipment:- (cine projector tagarno 35AX)
Company/manufacturer:- Simens
Site:- Medical city
| Lamps for tagarno 35AX | 12
02-05-00295 | Equipment:- X-Ray unit
Company/manufacturer:- Simens
Site:- Medical city
| H.T generator model 7240088 X 1415 serial no.649 05 601 | 3
| D45 adapter (8055956 X 1415) | 3
| D 46 actual valve aquisition (8055931 X1415) | 3
02-05-00296 | Equipment:- X-Ray unit
Company/manufacturer:- Simens
Site:- Medical city
| X-ray tube megalix 125/30/82C -120LW tube housing | 6
| Mega 125/30/82C | 6
02-05-00297 | Equipment:- X-Ray unit
Company/manufacturer:- Simens
Site:- Medical city
| Image intensifier optilux lateral 1712HD model no.8832776V 5760 serial no.44568 590 | 3
| Image intensifier frontal optilux 27 HD- Triplex model no.8832 719V 5054 serial no.79051 508 | 3
02-05-00298 | Equipment:- Vidio med H camera
Company/manufacturer:- Simens
Site:- Medical city
| Board Q 4700902 GE 001 | 3
| Bored VV 9455791 XE 001 | 3
| Board H 2893063 GE 001 | 3
| Boaed F 4737052 GE001 | 3
| Board Z 2893048 GE001 | 3
| Boaed S 4700910 GE001 | 3
02-05-00299 | Equipment:- Camera control unit
Company/manufacturer:- Simens
Site:- Medical city
| Stabilizer BP 4762530 XE001 | 3
| Board N1 4737 151 GE001 | 3
| Board N2 4757 258 XE001 | 3
| Board 1 4737 110 GE001 | 3
| Board NV 4418976 RH052 | 3
| Board S C72411 -A3 -L98 | 3
| Board H C72411-A3 -L53 | 3
| Board KR C72411 -A3 -L35 | 3
| Board DK C72411-A3-L18 | 3
| Board VV C72411-A3 -L202 | 3
| Board VV C72411-A3-L203 | 3
02-05-00300 | Equipment:- X-Ray unit
Company/manufacturer:- Simens
Site:- Medical city
| Monitor for D-S.A model no.8714511 X1762 serial no.01136 modification X1762 | 3
02-05-00301 | Equipment:- Combilabor.CBM-A8 processing unit for cine film
Company/manufacturer:- Simens
Site:- Medical city
| 09-02 film roller 064V473 | 30
| 09-10 film guide roller 064V473 | 27
| 09-03 sealing ring 080C737 | 57
| 09-05 gear wheel assy 064v031 | 57
| 12-01 heating element 750W 064V139 | 12
| 12-02 thermistor 064V003 | 12
| 12-04 pump 064v115 | 12
| 12-07 P.C.board 064V694 | 12
| 13-01 transport motor assy 064V043 | 6
| 15-01 film guide assy 064V013 | 6
02-05-00302 | Equipment:- 35 cine film progector model -CPW-A- 35150
Company/manufacturer:- Simens
Site:- Medical city
| Coupling No. 4707683 GE016 | 12
| Pulley No.4707733GE016 | 72
| Belt No.4701280GE016 | 42
| Tooth head wheel No. 4707675GE016 | 12
| Tooth head wheel No. 470757GE | 6
| Coupling no.4708640GE016 | 6
| Boared no.4701264GG016 | 3
| Motor no.7705148B0900 | 3
02-05-00303 | Equipment:- Pandaros 1200A
Company/manufacturer:- Simens
Site:- Medical city
| T.V.monitor model no.46723165024 serial no.01079 501 | 6
| X-Ray tube opti 150/40/102C | 6
| Cassette for cine film arriechno kat no.65098A | 6
| Image intensifier complate model 853Y01865307 serial no.01059 | 6
02-05-00304 | Equipment:- Hypothermic model 16-12-00
Company/manufacturer:- Simens
Site:- Medical city
| Thermosensor probe | 12
| Rooler blood pump | 12
02-05-00305 | Equipment:- Servo ventilator 900C
Company/manufacturer:- Simens
Site:- Medical city
| Oxygen cell 90-04-979 | 60
02-05-00306 | Equipment:- Trademel cambridge model 3060
Company/manufacturer:- Simens
Site:- Medical city
| Belt for tradmel 3060 cambridge | 6
| Part computrace CM 3400 | 3
| Patient connection electrically isolated (patient cable with adapters) | 30
| Belt cambridge for rolling paper | 15
02-05-00307 | EMERGENCY PARTS/ SMALLINSTRUMENTS
| Retinoscope | 300
Retinoscope bulb 2.5V
| Slit lamp | 60
18 97 23 6V/4, 5A spare bulbs for Haag- Streit 900
| Slit lamp/ Fixation point | 30
17 52 69 5V spare bulbs for HS900
| Field analyser (C.Clarke) | 6
10 61 27 Flash bulb for HK2 Friedmann
| Friedmann HK2 | 15
18 44 62 Illunination bulp 8V/15A
| Neitz 10H Indirect ophthalmoscope | 30
11 60 51 6V/10W bulb
Neitz 10H binocular indirect ophthalmoscope
| Blue cobalt filter 10 .02.44 | 15
| Neitz 10H | 15
11 60 55 Scleral depressor
| Friedmann MK2, Bloc 100 15 .98 .24 | 30
Schemas standards
Clement clarke synoptophore
| Spare bulb, after image device18.00.98 | 15
| Tests on synoptophore clarke | 18
Spare bulbs 6V/0, 3A
Slides on Clark synoptobhore
| Bulb (12V/24W)14.34.99 | 18
| Ophthalmoscope15.95.57 | 9
7HL Ophthalmoscope on rechargeable battery handle, without double table charger. halogen bulb rekoss disc with corrections from 0 to -32D and 0 to +25D . 5 positions aperture wheel
| Electric retinoscope15.43.85 | 9
SK7 electric retinoscope with rotatable streak rheostat incorporated in switch. 1 spare bulb with rechargeable battery handle. without table charger
| Simmay 7HL or SK7 rechargeable handles12.44.94 | 36
Rechargeable battery
| Indirect ophthalmoscope | 6
11 60 10 Henie omega 200 indirect ophthalmoscope fitted with (transformer, charger, scleral depressor miror, extension cord, carrying case
| Omega 200 (6V)12.84.30 | 18
Additional spare halogen bulbs
| Operating microscope | 3
36 90 18 OM 10 takagi
| OM10 09.99. 96 | 3
36 90 11 Spare halogen bulb
02-05-00308 | Consumubles for Microlyzar , Autoanalyzer & AA2
| Pump tube (Grey -Grey ) 1x12 | 120
| Pump tube (Yellow -Yellow ) 1x12 | 120
| Chart paper for AA2 | 1200
| Chart paper for Microlyzar | 600
| Chart paper for Autoanalyzar | 600
02-05-00309 | Manifold
| Phasing coil 1-55 ml /min | 60 | each
| Phasing coil 1-9 ml /min | 60 | each
| Phasing coil 2-1 ml /min | 60 | each
| Phasing coil 2-5 ml /min | 60 | each
| Phasing coil 3 ml /min | 60 | each
02-05-00310 | Equipment:Ultrasound
Model: Item No. A4.4
Prod No.41M18800
Serial No.SSD-280
Company:Aloka-Japan
Mechanical sector scanner probe
a- ASU-28H-3MHZ
| b- ASU-28H-3.5MHZ with EP-1772 for sector scanner controller | 3
02-05-00311 | Equipment:X-Ray
Model: Item No. E1-104
Prod No.8114313
Serial No.HD-15013-10
Company:Shimadzu-Japan
| Capacitor 200V-6800Mf-Negative | 6
| mA Board 501-6553013 | 3
| Transistor ETG81-VCB,600V,IC30A,200W(tube Assembly 0.5/p38c-80S circlex) | 54
02-05-00312 | Equipment:Automatic processor
Model: Item No. E2-9
Serial No.Kodak-RP-X-OMAT Processor
Company:USA-Kodak
| 400 area accumulator circuti board | 6
02-05-00313 | Equipment:Ag precepitator unit
Model: Item No. E4-4
Serial No.FX-30
Company:Shimadzu-Japan
| Printed circuit board | 3
02-05-00314 | Equipment:Maxillofacial X-Ray Unit
Model: Item No. E1-117
Prod No.151073
Serial No.AX-4CM
Company:Pamokmax-Japan
| Reversiple Motor 98648-(R2001) 100V/50 HZ/2.5MF/30min.(Withgear Box) | 3
02-05-00315 | Equipment:Angiography
Model: Item No. E1-108
Prod No.6110586
Serial No.HD-150B-10
Company:Shimadzu-Japan
| Relay K4-RU-B/NOMRON LA1-1008(12V D.C) | 3
02-05-00316 | Equipment:ECG
Model: Item No. A1-2
Prod No.22162
Serial No.ECG-5403
Company:Nihon-kohden-Japan
| Patient Cable-(BJ 2610) | 162
| Chest electrode for adults/5030378 | 1536
| Styless | 600
| LIMB Electrode-SDTRAP,for adult 4Pcs/set-5030021 | 330
| LIMB Electrode-SDTRAP, 4Pcs/set-5030003 | 330
| Power cable(AC coard) | 156
02-05-00317 | Equipment:Defibrillator
Model: Item No. A1-16
Prod No.20604
Serial No.TEC-5201VB
Company:NIHON-Kohden-Japan
| Recharg cable battery pack(SB 501V) 6.6/12V D.C) | 39
| Capacitor 33MF/5.5KV D.C | 30
Lead wire for Disposable electrodes
Red-1-5031047
Yellow-1-5031056
| Green-1-5031065 | 30
02-05-00318 | Equipment:Monitor
Model: Item No. a1-15
Prod No.ICV 6000
Serial No.20762B
Company:NIHON-Kohden-Japan
| Rechargable Battery pack(SP-602P)6.6/9V D.C | 30
| ECG Connsction cable 5570605 Antenna lead for 5031243 | 18
electrode lead for Disposal
electrode BR- red 5031047
electrode BY- yellow 5031056
| electrode BB- black 5031083 | 120
| AG / AGCL disposable electrode 5030716 | 60
02-05-00319 | Equipment:Dental unit
Model: Item No. A8-15
Prod No.VC-007
Company:NIHON-Kohden-Japan
| Halogen Bulb 24V D.C/150W | 465
| Holder for halogen bulb | 165
02-05-00320 | Equipment:Oxygen Regulator
| Regulator+Wet oxygen equipment | 12
02-05-00321 | Equipment:Slit-Lamp
Model: Item No. A3-8
Prod No.SL-3D
Serial No.207498
Company:TOPCON-Japan
| Lamp 6V/4.5A | 15
02-05-00322 | Equipment:P.C.V Center Fuge
Model: Item No. D2-63
Prod No.MC-201
Company :Hitachi-Japan
| D.C motor /85V/4A/RPM 15000 | 6
02-05-00323 | Equipment:Radio therm
Model: Item No. A7-42
Prod No.706 EH703
Company:Sienems-Germany
| Magnettron | 9
| Circuit Board Assy P.NO.4536348 EH703 | 6
| Diode-H463-3 HF H.V | 9
02-05-00324 | Equipment:Diaqgnostic sets , complete
Model: Item No. A3 - 40
| Recharge battery | 75
| Halogen bulb (4V) | 75
| Halogen bulb (3V) | 75
02-05-00325 | Equipment : Sphygmomanometer (stand )
Model :item no: A3 - 12
Prod no. : HM - 1104 (cat)
comp.: Japan
| Head screw | 60
| Rubber packing | 120
| Fuelt | 75
| Roshi | 75
| Container | 60
| Tube packing | 75
| Glass tube | 120
| Rubber inlet bulb | 90
02-05-00326 | Equipment :Electry unit
Model : item no.: A2 - 23
Prod no.: TRC - 1000
serial no. 60037890
Comp. MIZUHOIKAKOG YO , Co. ltd.
| Electrode chuck handle ( 3- terminal ) | 150
| Adapter for disposable inactive electrode | 60
| Inlet for inserting , electrode chuck handle | 150
| Inlet for inserting inactive electrode | 60
| Inlet for inserting mono polar electrode chuck handle | 60
02-05-00327 | Equipment :Central sterilizer
Model: F1 _ 30
| Steam trab | 60
| Solenoid valve 221 G 1603/ 4270 | 45
| Solenoid valve (water ) SX 3- 03 GW 80 | 30
| Solenoid valve for seal | 30
| Check valve JIS 10 KBNS - 1- ¼ | 45
| Packless valve ¾” | 30
| Packless valve 1 -1/4 | 30
| Saftey valve FB - 4 | 24
| Door gasket | 120
| One way clutch | 24
| Vaccum pump KT 100 E | 24
02-05-00328 | Equipment : E C G
Model :item no.: A1 - 2
Prod no.: ECG - 5403
Serial no. 22159
Comp. Nihon - Kohden / Japan
| Control unit assembly (UP - 4065 ) , code no. (9406517 ) | 18
| Input unit circuit board assembly UP - 4247 (A ) , code no. 9424738 | 18
| Circuit board assembly ½ sensitivity unit UP - 4249 , code no. 9424943 | 18
| + _ (1104) Regulator unit (UP- 4243) code no.: 9424319 | 18
| +,- (12 V ) regulator unit UP - 4242 , code no. 9424212 | 18
02-05-00329 | Equipment :Shaker
Model : item no.: D2 - 32
Prod no.: KR - 3
Comp. Kayagakikikakog , Japan
| Speed control | 12
02-05-00330 | Equipment : Test type ophthalmology remote control
Model : item no.: A3 - 16
prod no.: EA- O72
Comp. Topcon , Japan
| Halogen bulb | 24
02-05-00331 | Equipment : Stethoscope fetal Doppler
Model : item no.: A3 - 38
prod no.: FD - 200
Ser. No. 8412715
Comp. Toito , Japan
| Rechargeable battery back 10 N- 500 AAF ,12 V / 500 MAH OG Cadnica sanyo electric , Japan | 30
| Probe | 36
02-05-00332 | Equipment: X - ray unit
Model : item no.: E1 - 105
prod no.: MD - 150 B - 100
| Tube assembly ½ P38 C - 80 C circlex | 6
02-05-00333 | Spare parts for Tifa
| Armature magnito | 150
| Indicator tape for sterilization (Hogy ) , (12mm x 50m) | 2100 | rolls
OSONIC ECO equipment (Australia ) 901048
| Probe 3.5 Mz frequency | 3
U/S set photo line SLI ( Germany ) PE 90962
| Sector & liner 5.5 Mz | 3
02-05-00334 | Spare part for bicor
Simomed HM 44CM Monitor
| Part no. 037 92 079 x 2077 | 6
Dreh- Neigekonsole
| part no. 027 98 044 x 2077 | 6
Mains cable for simomed
| part no. 011 10 910 x 1956 | 6
Plug
| part no. E30 235 B 1947 | 6
Sirecon 33-4 ýHDR
| patr no. 031 34 868 G 5382 | 3
Collis protect .II 33, grid 12/40
| part no.016 16 130 G 5307 | 3
Accessory for X -ray tube 125 /30/82 CM
Mod. Polyd. 80
| Part no. E27 97 277 X 1512 | 6
SPARE PARTS FOR X-RAY EQUIPMENT
02-05-00335 | Spare parts for polydoros 50/80S (SIEMENS)
quantity installed: 4
| D801 fuse panel and rectifiers 8701443 x1739 | 9
| D804 switching power unit +8.2V 3151 685 B3305 | 9
| D805 Voltage regulator +5V 845 8069 X1750 | 9
| D830 Display pane 8458 085 x1750 | 9
| D833 unit + range keys 84 58 101 x1750 | 9
| D834 equipment display 8593 964 x1750 | 9
| D835 manual panel 8458 127 x1750 | 9
| D69 Rear panel 8134 173 x1575 | 9
| D802 Voltage regulater +_ 15V /+_ 12V 8460 727 x1732 | 9
| D803 Switching power unit + 5V 3173929 B 3305 | 9
| D810 Central unit M6 8593956 x1732 | 12
| D811 Memory 8463457 x1732 | 12
| D812 inter face controller 8460958 x1732 | 9
| D813 PAL board 8702128 x1732 | 12
| D815 tube load calculator8697401 x1922 | 9
| D819 Bus wiring 8463374 x1732 | 9
| D820 Filament inverter8459646 x1732 | 9
| D821 Filament control 8703365 x1732 | 9
| D821 A Filament control 8711202 x1732 | 9
| D840 KV -regulator 8700726 x1732 | 12
| D851 V24 Converter 8617300 x1740 | 9
| D900 Iontomat rear pane 8695934 x1758 | 9
| D998 Over voltage protection 8605271 x1745 | 9
| D8 Chamber- curent amplifier 8604951 x1190 | 9
| D61 Voltage supply 8061509 x1575 | 9
| D64 Opto- isolation 8061566 x1575 | 9
| D65 Processor 8061582 x1575 | 9
| D67 Speed monitoring 8061624 x1575 | 9
| D631 Serial - parallel converter 7228117 x1575 | 9
| D806 Voltage regulator +24V 8617201 x1732 | 9
| D870 Poly- image - intensifier program memory 8458432 x1766 | 9
| D885 N80 control 8607350 x1813 | 12
| D890 KK- interface controller 8606238 x1732 | 9
| D891 KK 1B converter8606253 x1732 | 9
| D892 KK 2 converter8606279 x1732 | 9
| D901A iontomat - mommomat control8459810 x1758 | 9
| D902A iontomat signal matching 8606006 x1797 | 9
| D46 Actual -value sensing 8055931 x1415 | 9
| D45 Adapter 8155956 x1415 | 9
| HI high- voltage generator 7240088 x1415 | 9
| X-ray tube 1253051 | 9
| X-ray tube 1254072 | 9
| D886 power circuit 8617136 | 12
02-05-00336 | Spare parts for siregraph 2 (SIEMENS) | 1
| D17 counter board 8182131 G 5276 | 6
| D22 Data bus board 8373920 G 5306 | 6
| D23 CPU board ( ZG) 8573586 G 5306 | 6
| D26 Multiple board ( ZG) 8373847 G 5306 | 6
| D27 stepper motor board 8373821 G 5306 | 6
| D29 poket terminal interface 8573602 G 5306 | 6
| D33 A,B all storage effect board 8323800 G 5276 | 6
| D34 A,B thy ristor board 8373177 G 5306 | 6
| D60 comsole board 8573560 G 5306 | 6
| D61 A-E reciver board 8057481 G 5276 | 6
| D62 A-E transmitter board 8057333 G 5276 | 6
| D63 5V power back 3150042 B 3305 | 6
| D49 a-c Diode circuit board 3150042 B 3305 | 6
| D52 IR - transmit circuit board 8323271 G 5276 | 6
| D48 b,c fork -light cablinet 8057309 G 5272 | 6
| D53b Encoder circuit board 8323446 G5276 | 6
| D80 a-d light barrier PC board 8573354 G 5306 | 6
| D50 Transmit circuit board 8323198 G 5276 | 6
| D51 Receive circuit board 8323214 G 5276 | 6
| Tilt motor AM3 | 3
| Longitudinal carriage motor AM4 | 3
| Column motor AM5 | 3
| Layer-height motor AM6 | 3
| SID motor AM7 | 3
| Tube rotation motor AM8 | 3
| Compression motor AM9 | 3
| Table longitudinal motor AM10A | 3
| table transverse motor AM10B | 3
| Collimator plate motor ( width ) AM101 | 3
| Collimator plate motor (height ) AM1021 | 3
| Gride motor AM103 | 3
| Film labelling motor (height ) AM104 | 3
| Cassette carriage motor (height) AM102 | 3
| Grid motorAM103 | 3
| Film labelling motor (height) AM104 | 3
| Cassette carriage motor ( height) AM105 | 3
| Cassette carriage motor (lateral) AM106 | 3
02-05-00337 | Spare part for KODAK RP X-OMAT processor model M6AW
| Nipple (3) 184824 | 60
| Spacer 458205 | 30
| Spacer458236 | 30
| Pulley4589 01 | 150
| Pulley 458946 | 15
| Belt 462452 | 60
| Motor ( B2) 466966 | 15
| Header assembly 467867 | 15
| G roller 470086 | 30
| Nut 472755 | 30
| Nut 472756 | 30
| Thermostat 472949 | 30
| Thermostat ( B3) 472992 | 30
| Bushing (2) 473220 | 30
| Keeper plate (2) 473221 | 30
| Spacer 473538 | 30
| Spacer 473539 | 30
| Relay (UI) 593740 | 30
02-05-00338 | Spare parts for invearmeter
IM 050
Inverto matic
Energy conversion Ltd
6595 Riazzino / Locurmo / Switzzeland
Series Nr. 1985 - 56 HZ
| made in Germany | 3
Spare parts for Eyes
02-05-00339 | Equipment- NEG-YAG-Laser
Company manufacturer:- Carl- zeiss NAG- YAG Germany
| Flash lamp | 150
02-05-00340 | Equipment:- Indirect ophthalmoscope
Company manufacturer:- Keeler
| Lamp dualite | 450
02-05-00341 | Equipment: indirect ophthal moscope
Company manufacturer:- dualite - England
| Lamp 6V-30W | 675
| head fitting | 180
02-05-00342 | Equipment: phocimeter
Company manufacturer:- Top Con-Japan
Model :LM-5
| Lamp LM 880 Z 220V-15W | 450
02-05-00343 | Equipment: phocimeter
Company manufacturer:- Top Con-Japan
Model :LM-P5
| Lamp 6V-15W | 450
02-05-00344 | Equipment: phocimeter
Company manufacturer:- Top Con-Japan
Model :LM-6
| Lamp 220V-15W | 300
02-05-00345 | Equipment: phocimeter
Company manufacturer:- Indmi -Japan
| Lamp 220V-15W | 300
02-05-00346 | Equipment: phocimeter
Company manufacturer:- TMI -Japan
Model :LM-EX
| Lamp 220V-15W | 300
02-05-00347 | Equipment: Operative microscope
Company manufacturer:- Heraeus W.- Germany
| Lamp 22.8V-50W | 450
02-05-00348 | Equipment: Euko- ultrasound
Company manufacturer:- Ophtascan B-C Euko
| Prop. | 30
02-05-00349 | Equipment: Electric cautery
Company manufacturer:- Aesculap- Germany
| Prop. 670 Gk | 90
| Foot switch | 60
02-05-00350 | Equipment: Keratometer
Company manufacturer:- TOP CON- Japan
| Lamp | 600
02-05-00351 | Equipment: Biometer
Company manufacturer:- Storz
Model: Alpha II
| Prop. 046/00083 | 30
02-05-00352 | Equipment :Vitrectomy
Company manufacturer:-Laser fotocoagulador S32
| Prop. | 18
02-05-00353 | Equipment: Synaptophore
Company manufacturer:- Clement clarke- London
Model: 2001 -610
| Lamp 6V -3 A | 150
| Halogen Lamp 6V-20 A | 150
02-05-00354 | Equipment: Radio scop
Company manufacturer:- EYCO- Japan
Model: RS-1
| Lamp 6V -25 W | 90
| Transformer 6V -20W | 15
02-05-00355 | Equipment:ECG
Company manufacturer:- NIHON -Japan
Model: ECG-5151
| Styles | 30
02-05-00356 | Equipment: Direct ophthalmoscope
Company manufacturer:- Keeler
| Lamp 3.8V | 600
| Lamp 2.6V | 600
02-05-00357 | Equipment: Refractometer( Computerise)
Company manufacturer:- TOP CON
Model: RM-A5000
| Paper role | 15 | box
02-05-00358 | Equipment: Cat Ford
Company manufacturer:- Keeler
| Motor 12V/2VA | 15
| Reverseaction stick | 15
02-05-00359 | Equipment: Floor- Operative microscope
Company manufacturer:- ZEISS
Model: YS3
| Halogen lamp 12V /100W | 150
| Fiber O ring 303 481-81 09 | 150
02-05-00360 | Equipment: Mounted operative light
Company manufacturer:- HANA ZEISS
Model: Opmi 6-CFC- XY
| Halogen lamp 15V/150W | 300
02-05-00361 | Equipment: Retinoscope
Company manufacturer:- HEINE W.-Germany
Model: HRS 2
| Lamp G1803/2.5V | 300
Description Ref. No
02-05-00362 | SPARE PARTS FOR STERILLIZERS
| Lock washer E0037 | 60
| ScrewE0090 | 30
| Lock washer E0246 | 60
| Nut E2033 | 30
| Screw E2142 | 18
| Holder ,fuseB2173 | 6
| Spring 3157 | 15
| Replacement Scal ,bellows ,gasket 3198 | 600
| Valve ,Sfety 03352 61870 | 15
| Switch3483 | 18
| Ball 3610 | 12
| Valve, vacuum breaker ,3/4” 3694 | 3
| Screw E4636 | 90
| Screw E4637 | 30
| Screw E4640 | 60
| Screw E1837 | 9
| Gasket ,bellows housing 4915 | 120
| Screw E4949 | 60
| Nut E5276 | 15
| Valve , Solenoid 53011 | 15
| Screw E5386 | 18
| Screw E6201 | 60
| Valve, Globe 1/2” 7648 | 3
| Valve , union, angle ,1/2” 7650 | 3
| Replacement scal , bellows , gasket 7809 | 600
| Bearing thrust 7840 | 15
| Lamp 7863 | 60
| Fuse , 5 amp 8442 | 30
| Air release assembly 11666 | 18
| Switch , door 13271 | 12
| Disc, filter 13275 | 30
| Swith13300 | 30
| Spring 13389 | 6
| Motor assy,120 V ,50Hz13407 | 3
| Lubricator ,Felt 13424 | 600
| Ring, valve , teflon 22626 | 600
| “O” ring, valve stem packing 22630 | 1200
| Spring , valve 22633 | 60
| Seat, removable, valve 22638 | 150
| Valve assembly 22647 | 15
| Recorder charts(box of 100) 73365 | 60
| Handle, pointer 23545 | 15
| Hub, handle mounting 23546 | 6
| Gasket , cored 26456 | 15
| Replacement seat , bellows gasket 27557 | 45
| Terminal assambly 27602 | 3
| Circuit breaker,5 amp 27625 | 6
| Lamp,pilot light assy 27689 | 6
| Valve , safty , (replaces 27744) 61871 | 3
| Valve, safty 33 p.s.i.27833 | 3
| Switch,pressure 28510 | 12
| Switch ,Bank Assy 28661 | 3
| Oil ,high temp x488(1 pt.tin) 29158 | 45
| Bellows assy 29774 | 60
| Spring 29791 | 15
| Rod, lock , actuating 29805 | 12
| Wick , oil 29955 | 15
| Spring 31625 | 15
| Bearing , hinge 31902 | 300
| Pin 31903 | 150
| Spring 31904 | 30
| Motor assembly 31946 | 3
| Filter , steam 32412 | 6
| Valve assembly33038 | 9
| Switch , temp. , SPDT 34295 | 6
| Condenser 34500 | 6
| Valve34506 | 3
| Bellows assembly 34621 | 75
| Body assembly, valve 34621 | 6
| Stem assy,bellows 35073 | 75
| Light,pilot,120 V 50 Hz 35220 | 30
| Spring | 15
| Plunger assy 35606 | 60
| Lamp36569 | 120
| Resistor 36603 | 12
| Disc , washer, float for vac. Brkr 36664 | 60
| Pressure regulator assembly 37564 | 6
| Gage , pressure , jacket 37887 | 45
| Gage , pressure , chamber 37888 | 45
| Handle assembly 37936 | 3
| Pointer , manual 37943 | 6
| Switch, selector 38174 | 3
| Circuit breaker , 5Amp 38500 | 6
| Switch , push push button 39051 | 3
| Stud , locking 39480 | 30
| Replacement disc 39515 | 1200
| Replacement disc 39516 | 30
| Light, pilot 39708 | 18
| Gauge ,temperature 39889 | 45
| Switch 39896 | 3
| Relay 39910 | 6
| Solenoid (40003 replacement) 55186 | 3
| Thermostat 40268 | 18
| Switch 40269 | 18
| Light 40272 | 18
| Water reservoir tank assy 40285 | 6
| Motor , fan 40291 | 9
| Glass,sight 40297 | 12
| Switch 40293 | 18
| Plug 40298 | 12
| Light 40319 | 18
| Thermostat, low water (replaces 40326)61858 | 9
| Spring 40339 | 6
| Relay , DPDT 40502 | 3
| Replacement disc holder 40709 | 300
| Replacement disc 40710 | 1500
| Thermometer 40747 | 18
| Valve , solenoid. 1/2” 43751 | 3
| Moter , gear , 120V 50Hz (replases 43753) 52083 | 3
| Screen (replacament for 37189)43907 | 60
| Buzzer (or P/N 44634)43920 | 12
| Relay, time delay 44070 | 6
| Parts kit for P/N 43751 44088 | 6
| Gasket , door 44599 | 600
| Gasket door 44600 | 120
| Gauge 46059 | 36
| Timer, drying , 50Hz 46141 | 6
| Timer ,50Hz 46278 | 3
| Timer , 90min., 50Hz 46622 | 6
| Handle , moulded 46638 | 6
| Motor assy , cam drive , 50Hz 46755 | 3
| Capacitor 51251 | 3
| Gasket , door 52217 | 72
| Ink, cartridge supply (pk of 6) 52255 | 30
| Spring 54917 | 24
| Heater 56531 | 60
| Cap, lens , green 58002 | 30
| Switch assy ,push button 58003 | 30
| Timer ,cycle , 1min. 58004 | 15
| Fuse 58147 | 90
| Valve 59798 | 9
| Holder & Stylus cartridge 33730 | 6
| Screen ,chamber drain 7181 | 60
| Replacement screen 43908 | 3
| Probe, liquid level detector 43919 | 3
| Replacement disc3388 | 15
| Replacement disc (N/A) 8281 | 15
| Replacement disc (N/A) 31834 | 15
02-05-00363 | Equipment : sterilizer
| High pressure tube 10 par | 12
| Plastic water reservior | 3
02-05-00364 | Equipment:X-Ray(fixed)
company :Shimadzo
| Tube of X-Ray | 9
02-05-00365 | Equipment:X-Ray( portable)
company :Shimadzo
| Tube of X-Ray | 18
02-05-00366 | Equipment:X-Ray( portable)
company :Tochiba
| Tube of X-Ray | 9
02-05-00367 | Equipment: ECG
company : A.O
| Patient cable for ECG | 6
02-05-00368 | Equipment: ECG
company : Nehon
| Patient cable for ECG | 6
02-05-00369 | Equipment: ECG
company : hp.
| Patient cable for ECG | 9
Halogen lamp of op.projector
| Model : 50-24 V | 120
Lamp for protaple projector
| Model : 35W-24V | 120
02-05-00370 | Equipment : Incubator
Company :Vickers
| Thermostat | 9
| DG shock stayless CR | 3
| Patient cable DG shock CR | 9
| DC shock battrey | 9
| Centrfuge motor T30 | 6
| Centrfuge motor T52 | 3
| Oven thermostat (memert ) | 6
| Oven thermostat (IMS) | 6
| Incubator thermostat (memert ) | 3
| Photocell (specal 10) | 12
| Lamp (spectronic 20) | 12
| Heater for distilizer | 6
| Eliment water bath (CFL) | 3
| Main board for massage instrument (ITO) | 9
| Crystal sonicade | 12
| Nebulizer spare part | 12
| Diephram of liqu. Secar (SAM20) | 60
| Power tramsastor for cuttery (Bux 80) | 30
| Control transastor (D45) | 12
| Control transastor (D44) | 12
| Risistor (2.2) | 12
| IC control(7808) | 12
| Cuttary hand piece | 12
| Optical lenss of microscope (will) | 6
| Lenss of microscope (No 40 will) | 3
| Lenss of microscope (No 100 Olimpic ) | 3
| Microscope lamp (Olimpic) | 15
02-05-00371 | Spare parts for siregraph 2 (SIEMENS) | 1
| D30 24V stabilizastion 8573669 G 5306 | 6
| D31 LOW - pass 8373227G5306 | 6
| D32 motor control 8349505 G 5334 | 6
| D41A Dual power supply4252136 x1100 | 6
| D41B power attachement 2062321 x1100 | 6
| D71 switch controller 3151818 B 3305 | 6
| D1C, D small -power motor control8373110 G 5306 | 6
| D2A, B thyristor control 3 8373441 G 5306 | 6
| D3 Infrared decoder 8573685 G 5306 | 6
| D5 power switch 8139560 G 5276 | 6
| D11 Input sircuit board 8139503 G5276 | 6
| D8 A/D converter 8323651 G 65276 | 6
| D13 processor monitoring 8373701 G 5306 | 6
| D21 data bus circuit board 8373904 G 5306 | 6
| D35 CPU board GG 8373300 G 5306 | 6
| D24 multiple board (GG ) 8373862 G 5306 | 6
| D25 dual port circuit board 8373888 G5306 | 6
| D28 Fiber - optic interface 2 8373961 G 5306 | 6
| D1a small -power motor control 8373110 G 5306 | 6
| D9Digital motor control 2 8373268 G 5306 | 6
| Rubber tire for wheel chair (Korea) Large | 150
| Rubber tire for wheel chair (Korea) Small | 150
02-05-00372 | Equipment:CT-Scan | 1
Model:Somtom-HQ Serial No.8989
Company/Manufacturer:Siemens
Site:Medical city/Hospital/Surgical Hospital
Gantry
| BRD D1 8530529 | 9
| BRD D2 8530595 | 9
| D3 1123632 | 9
| D4 1123947 | 9
| D10 8530644 | 9
| D12 8530685 | 9
| D13 8530701 | 9
| Timing BRD D14 8530727 | 9
| D15 8530747 | 9
| D17 8530784 | 9
| DC modul D12 7484652 | 9
Converter AC-DC
| E4B,27/+4 – 6V 25 A 3173929 | 12
| Micro switch S2,S3,S4 1070721 | 24
| Comi-SCS-Firmware 8791030 | 12
| SCU- Firmware 1160170 | 18
| Diazed fuse 6A 500V Treag 1005370 | 30
| Diazed fuse 4A 500V Treag 3010022 | 30
| Diazed fuse 10A 500V Treag 1009505 | 30
| Diazed fuse 63A 500V SE 1068030 | 30
Temp.switch tube 75GRDC 1
| 75 degrees 4665105 | 12
Power Destribution Cabinet
| Diazed fuse 20/500V TR 1011147 | 30
| 25A/500V Treag 1007152 | 30
| 16A/500V Treag 1010420 | 30
| 10A/500V Treag 1009505 | 30
| 2A/500V Treag 1007145 | 30
| BRD D1 4393708 | 6
SMI
| D80 8719114 | 9
| D81 8719130 | 9
| D88 8726549 | 9
| D94 8735789 | 9
| D22 8530081 | 9
Switching Power Supply
| E40,E4E,271+11-16V 8A 3167210 | 9
| REP REG E46 220/+5V 30A 7712334 | 9
| REP REG D4 8725830 | 9
| D21 8119158 | 9
| D29 8720500 | 9
| D30 8041402 | 9
| D32 8041444 | 9
| D33 8041469 | 9
| D55 8725855 | 9
| D65 8719155 | 9
| D71 8729568 | 9
Patient-Table
| Power Amp.D12 7424567 | 9
| BRD D10 8326522 | 9
| BRD D11 8790560 | 9
Micromatic-CW
| Interface BRD D3 9351032 | 9
| Power Supply BRD D5 6931984 | 9
| D7 9102278 | 9
| Thyristor –Diode(-)CPL 9307430 | 18
| Thyristor –Diode(+)CPL 9307265 | 18
DSC
| D10 8790669 | 9
| D28 8790701 | 9
DMC
| D1 8869653 | 9
| D6 7760655 | 9
| Pin 8776601 | 9
| D5 8786774 | 9
| D8 8786543 | 9
| D15 8790933 | 9
| Power supply 27/+4-6V 12A 3173911 | 9
| BRD 27/+-4 -6V 25A 3173929 | 9
| BRD 27/2*11-16 2*4A 3174703 | 9
02-05-00373 | Equipment:Prosessor
Model:M 6 A W
Company/Manufacturer:Kodak R P X-O M A T Quantity:10
Site:Medical city/Hospital/Surgical Hospital
| Nipple(3)184823 | 60
| Spacer458205 | 30
| Pulley458901 | 150
| Pulley458946 | 15
| Belt462452 | 60
| Motor(B2)466966 | 15
| Header Assembly467867 | 15
| Groller470086 | 30
| Nut472755 | 30
| Nut472756 | 30
| Thermostat472949 | 30
| Thermostat (B3)472992 | 30
| Bushing (2)473220 | 30
| Spacer473538 | 30
| Spacer473539 | 30
| Keeper plate (2)473221 | 15
| Relay (U1)593740 | 30
02-05-00374 | Equipment:Multi Analysing System | 3
Model:Astra –8-
Company/Manufacturer:Beckman
Site:Medical city/Hospital 1.Surgical Hospital
2.Laboratory
| Glucose module rapid kit669000 | 12
| Bun module operating instruction555587 | 12
| NA/K module operating instruction555588 | 18
| Glucose module operating instruction555591 | 18
| Creatinine module operating instruction555592 | 18
| Transport Assy,wired499-668390 | 12
| Contact assy724-665776 | 12
| ARM,Adjustment molded325-665932 | 12
| Actuator226-668327 | 12
| S.C.D Motor842-668329 | 12
| Gear, Reworked201-669167 | 12
| Cylinder assy –5 ml449-668271 | 12
| Sample pump module668150-R | 12
| Fan assy241-657918 | 12
| Buzzer,cable assy662-657783 | 12
| Fan assy241-657918 | 18
| S.C.D ,Key board716-668250 | 12
| BD assy truntable/wash CUP855-668810 | 12
| CRT assy hewlett packard449-669527 | 12
| Rectifire,bridge 50 V 10A774-836999 | 12
| Voltage Regulator +24V 1A,885-873439 | 12
| Voltage Regulator,MC 7812 CP885-876291 | 12
| Rectifire ,50V 2A774-879665 | 12
| Electrode,Sodium66895 | 18
| Electrode, Potassium669114 | 36
| Clucose module668170 | 33
| Clucose Electrode670522 | 15
| Printer head657910 | 15
| Disck DriverK159227 | 21
02-05-00375 | Equipment:ECHO
Model:Sonoline of
Company/Manufacturer:Siemens
Site:Medical city/Hospital/Surgical Hospital
| Monitor sony model No.CPD -9090 | 3
| Probe 3.5 MHZ 83 39 210 L1001 | 3
| Probe 5 MHZ 83 39 228 L1001 | 3
02-05-00376 | Equipment:Servo Ventelator
Model:900 c
Company/Manufacturer:Siemens Elma
Site:Medical city/Hospital/Surgical Hospital
| Inlet valve | 60
| O2 cell | 60
| Bacteria filter | 60
| Relief/safty valve | 60
| Flow transducer | 60
| Expiratory valve | 60
| Pressure transducer | 60
| Working Pressure momometer | 60
| Inspirotory valve | 60
| Non-return flap valve | 30
02-05-00377 | Equipment:System Sirecust (monitering system)
Model:1281
Company/Manufacturer:Siemens
Site:Medical city/Hospital/Surgical Hospital
| A 160 Horiver beflation board 87 91 436 | 6
| A 250 mother board 87 91 550 | 6
| A 930 Battery board 87 91 485 | 3
| A 140 power supply board 87 91 657 | 3
02-05-00378 | Equipment:Neuro scope
Model:BSER
Company/Manufacturer:Dantic
Site:Medical city/Hospital/Surgical Hospital
| Cable 18 F (6M) 107 –180 | 3
| Head phone TDA-39P | 3
02-05-00379 | Equipment:Anaeshictic machine
Model:808 MV
Company/Manufacturer:Drager
Site:Medical city/Hospital/Surgical Hospital
| (Pressure regulator) 8402745 | 60
| 3/2-way valve 8403006 | 60
| Flow control valve 840468 | 60
| Bellows 2M8138 | 30
| Vent valve 8404660 | 30
| Vacuum relay | 120
02-05-00380 | Equipment:Treadmill
Model:Sicard 440
Company/Manufacturer: Siemens
Site:Medical city/Hospital/Surgical Hospital
| Keyboard unit Part No. 93 42 403EH44E | 3
02-05-00381 | Recommended spare parts &accessories for Automated coagulation timer &diagnostic kits | For one apparatus
02-05-00382 | Recommended spare parts &accessories for
Equipment:Glass distillator
Company :Russin
| Model:JSC (chim labor pri POR 16) | For one apparatus
02-05-00383 | Inspiration/Expiration valve unit No.900101(Blease 9100) | 3
02-05-00384 | Pneumatic Board No.PC 765-C-M
Spare No. 697799E347E
| (Siemens,Servo 900C) | 12
02-05-00385 | Equipment:X-Ray
Model:SAT-10
Company:Schemadzu/Japan
| X-Ray Tube | 3
| Circlex 0.8 P3 8c | 3
| Max 150 KV | 3
| Pocous 0.8mm | 3
| 200 Khu Rotating anode X-Ray tube assy | 3
02-05-00386 | Spare parts of somatom HIQ
| X-Ray tube 156CT-103 MS | 6
| Gautry belt 7039522 F0705 | 6
| X-Y Digitizer Pail | 9
(Matrix-Resistance)
| MED PT510 (pocket terminal) | 3
| CPU-D28 K1056 | 3
02-05-00387 | Spare parts for medical equipment for neurosurgical center
Equipment:Gusa
Company:Copper medical
88 Hamilton Avenue,Stamford CT 06904 4.5 A
Model: Ns-100-AEB
| Handpiece pkgd-cusa 212-300 | 24
| Cable assy handpiece 213 490 001 | 24
| Acoostic vibrator assy 210 580 001 | 24
P.C Board
Assy-A3
| U/S generator 210 720 000 | 24
| PC board Assy A1 Logic 210 720 000 | 24
| PC board Assy A2 Logic 210 830 000 | 24
| Shematic-PC board A4 Driver 240 980 000 | 24
| Motor control board assy 211 160 000 | 24
02-05-00388 | Equipment:Roche
Company:Tegimenta
CH-6343 rotkreuzag
Switzerland
Electric board made in italy elmi,ECS 36
| Electric board 94-00217 | 60
| Electric board 94-0021A | 60
| Electric board 94-00214 | 60
| Electric board 94-00019 C | 60
| Electric board 94-00018 | 60
| Main transformer 20211 | 30
02-05-00389 | Equipment:Cuttery martin type 2000 220V,VA=1100 hp=400w
Company:Gebr –Martin Tublingen
| Generator 1 29-37/1 | 60
| Generator 2 29-38/1 | 60
| Control switch 29-36 | 60
| Board control 29-35 | 60
| Slid-resistant board 29-46 | 60
| Main transformer 29-41/1 | 60
| Power transister (type Delco –GM) 29-41/1 | 600
| Resistant 1214-8L | 60
2R2 10%
| Resistant 2.2 10% | 60
K1
02-05-00390 | Equipment:sucker
Type 20 220V,50 HZ
Company:Aerosol products LTD,680 Garrte lane london SW 17 ONP
| Motor 220V,1400 RPM 1-Q 844712 | 285
| Filter | 450
| Switch | 300
| Change valve | 210
| Vacume gage | 210
| Dieframe | 1800
02-05-00391 | Equipment:Moniter 220 V,50 HZ
Company: Siemens West Germany
Model: Sirecust 308 D
| Recomanded spare parts | 30 | set
02-05-00392 | Equipment:Servo Ventilator 900 B
Company: Siemens elema AB,Sweden
66 05 497 E 037E
Model:E 037E-SV 900
| Recomanded spare parts | for 2 pace
02-05-00393 | Equipment:Sucker Silent
Company : Charles austen pumps LTD
100 Royston road byflect weybridge surrey England KT 14 7PB
Model: B105.SIE voltage 220 /240 V
| Vacume motor DE 9020 | 90
| Filters | 300
02-05-00394 | Equipment:Operating ceiling Projector
Company : Original Hanau W-Germeny
| Hologen lamp 50W,22.8 V | 3000
02-05-00395 | Equipment:EEG(8 chanale)&(16 Chanale)
Company : Siemens elema ,Sweden
Gilvanometer
| 6072235E-039E | 1200
| Pump 6389720E 127E | 15
| Pump 74-06(EMI 260) | 15
02-05-00396 | Equipment:scanner
Company : Somatoma HIQ Siemens
A- Gantary
| X-Ray tube 156 CT-103 M 8963368 | 6
| Filter crd D3 K1044 8530974 | 6
| D11-PGA crd. K1044 | 6
| D12-PGA-ACD crd K1044 | 6
| D13 Tilt control br. K1044 | 6
| B- Host KA 630-ACPV K1059 | 6
| MS 630 memory module K1059 | 6
| TQK 50-BA controler TK 50 K1059 | 6
| RQDX3 system K1059 | 6
| DZQ11#0 K1059 | 6
| QMZG#0 K1059 | 6
| UCOU# 0 K1059 | 6
| Fiber optic cable | 12
C- MMCW
| D1 CPU br M10 9017971 | 6
| D5 M10 6931984 | 6
| D6 M6 9567405 | 6
| D7 M9 9102278 | 6
| D8 M4 9391830 | 6
D- DMC
| D16 K1029 | 6
| D3 K1029 | 6
| D24 K1029 | 6
| D15 K1029 | 6
| D9 K1029 | 6
| D5 K1029 | 6
E- Table patient
| Gas compression spring | 6
| D2a K2004 | 6
| D2b K2004 | 6
| D7 K1003 | 6
| D8 K2004 | 6
| D9 K1003 | 6
| D10 K1003 | 6
| D6 K1003 | 6
| D11 K1003 | 6
| D13 K1003 | 6
F- SMI
| D 29 K5001 E31 8720500 | 6
| D 88 K5001 E318726549 | 6
| D 20 K5001 E318730400 | 6
| D 6 K5001 E318730384 | 6
| D 22 K5001 E318119174 | 6
| D 21 K5001 E318119158 | 6
| D 14 K5001 E318526501 | 6
| D 5 K1058 E328787426 | 6
| D 50 K5001 E328584401 | 6
| D 8 K5001 E328719023 | 6
| D 4 K5001 E328725830 | 6
| D 30K5001 E308041402 | 6
| D 32K5001 E308041444 | 6
| D 33K5001 E308041469 | 6
| D 34K5001 E308732794 | 6
| D 65K5001 E308719155 | 6
| D 80K5001 E308719114 | 6
| D 81K5001 E308719130 | 6
02-05-00397 | Full operating and Schamatic Decommand for 3M Laser Imager Module P831CBO | 3
Spare parts for medical equipment
02-05-00398 | Equipment:Spekol | 3
| Photo cell knobs for adjixtment 10 | 9
02-05-00399 | Equipment:Blood pressure | 10
Company : Jabane
| Gage pressure | 180
02-05-00400 | Equipment:Moncter | 4
| Speaker | 12
02-05-00401 | Equipment:Oven | 4
Company : England
| Heaters | 99
02-05-00402 | Equipment:Sucker | 7
Company : England
| Motor | 51
02-05-00403 | Equipment:Centerfuge | 2
Company : England
| Motor | 36
02-05-00404 | Equipment:Oxygen Gage | 20
Company : England
| Valve | 120
02-05-00405 | Equipment:Table operating | 6
Company : Sweede
| Dobleand oil seal | 18
02-05-00406 | Equipment: X-Ray | 1
Company : Etalanie
| Rak daflope | 6
02-05-00407 | Equipment:Shimadzu-corporation | 1
Company : Jaban
| Electrical high pressure | 3
02-05-00408 | Equipment:Aloka sonar | 1
Company : Jaban
| Stope picture | 3
02-05-00409 | Equipment:Bakue washer magine | 1
Company : Jaban
| Washer plate | 3
02-05-00410 | Equipment:Spekol | 3
Company : Marien berg
| Photo cell knobs for adjustment | 9
02-05-00411 | Equipment:Olympuse microscope | 1
Company : Jaban
| Electrod magine | 3
02-05-00412 | Equipment: HB- meter | 1
Company :Almanies
| Electrical part | 3
02-05-00413 | Equipment : ECG machine
Company : Nihon,Fukada,Philips,Heliga
| ECG generator ( stimulator ) | 45
02-05-00414 | Automafliox X-Ray proceson
Kodak RP X-Omat Processor
Model :-M6AW
| Developer Rack Assy474477 | 15
| Developer Heater468521 | 15
| Fixer Rack Assy512892 | 15
| Wash Pack Assy596634 | 9
| Lock Washer (2)433708 | 60
| Washer (2)852611 | 60
| Lock Washer853087 | 60
| Washer458208 | 60
| Washer463100 | 60
| Roller579984 | 60
| Roller579983 | 60
| Roller (2)470085 | 60
| Roller473146 | 60
| Roller475453 | 30
| E Roller {includes bearing} 467017 | 30
| G Roller {includes bearing}470085 | 30
| H Roller Assy {includes bearing}458423 | 30
| K Roller {includes bearing}467016 | 30
| Gear458182 | 90
| Gear A W470767 | 60
| Tooth gear - (29)458385 | 75
| Gear458384 | 60
| Gear458382 | 60
| Gear A N468354 | 60
| Gear467564 | 60
| Gear458383 | 60
| Bearing (2)452128 | 30
| Bearing (2)474003 | 30
| Bearing (2)47237 | 30
| Bearing (2)465361 | 30
| Bearing (2)469648 | 30
| Bearing (2)190481 | 30
| Spacer458236 | 60
| Spring (2)459344 | 60
| Thermostat (53)472992 | 30
| Pulley Assembly469070 | 15
| Left hand worm (5)458189 | 30
| Right hand worm. (3)458191 | 30
| Chain469349 | 15
| Circuit breaker (CB4)183886 | 15
| Circuit breaker (CB1)184815 | 15
| Sold state relay418734 | 15
| Thermostat Assy418724 | 30
| Board621472 | 15
| Thermistor418730 | 30
| Belt 1 1\2 Larg474442 | 30
| Blower motor and pully Assy474694-1725 RPM | 15
| Receptacle Assy472962 | 15
| Thermometer474156 | 30
| Switch (57)186153 | 171
| Heater R1 , R2183153 | 30
| Belt 1 1\4 small474442 | 30
02-05-00415 | Diagnostic X-Ray Apparatus with TV system
KXO-12 / DT-KAR / TV
H.P. Transformer and controller
including woodam platform
| (2 inches) DC-12F/DC-12B 220V/50HZ | 9
| X-Ray tube DRX 180A | 30
Diagnostic X-Ray table with L/F bucky DT-KAR/TF-7M-4/LF
| Bucky for x-ray table | 30
| Television camera with vidicon tube Mtu-22A | 12
| 17 inch monitor Tum-17A | 12
| Monitor cart FDG-004B | 12
| H.P. Silicon rectifier OR1 QYZ41 | 30
| (HRU-A) H.P. Changer PX11-01820 | 18
| Silicon compound TSF-451-30M-15G | 15
| Timer unit PX12-03760 Gr-1 | 30
| Over load P.C. Board PX12-10310 Gr-2 | 30
| Over load P.C. Board PX12-10340 | 30
| Over load P.C. Board PX12-10355 Gr-2 | 30
| Relay 912-1068 | 30
| Relay M4P3A-100VAC | 30
| Current Relay912-1083 | 30
| P.C. Board2X90-00044 | 15
| Timer delay relay812-3034-01 | 30
| Timer delay relay812-3034-02 | 30
| Timer delay relay812-3038-01 | 30
| Micro swit ch910-005g | 30
| Mercury switch910-5003 | 90
| Pilot lamp901-5063 | 300
| Neon lamp901-4071-01 | 60
| Motor914-0055-01 | 30
| Gear head10625 | 30
02-05-00416 | Shimadzu CO.
Model: X-Ray eq.
MC – 100L – 30
| X-Ray tube assemblyCirclex 1.2uG13AN-305 | 60
| X-Ray tube in serted | 60
| Bellow for x-ray tube kind 1.24G 13A | 120
| KV-mas control – 20501-64360 | 75
| Transistor unit – 10501-06663D | 105
| High voltage transformer r-Assembly501-06560I | 45
| INDI cator – 20501-07016B | 60
| mAS selector – 20501-07017C | 60
| Transistor 2SC3214060-43214 | 150
| Transistor 2SC1875060-25875 | 150
| Collimator type R-20 MC500-16018-02 | 18
| Timer switch PDL-30500-04835-01 | 60
| Shutter Assy501-93209 | 60
| Lamp trans . unit assy501-93200-01 | 30
| Lamp JC12-100Y500-04379 | 150
| High tension cable509-41980-19 | 54
| Bearing # 6200ZZ030-05000 | 120
| Bearing # 6206030-04006 | 120
| Magnetic lock501-44865 | 60
| Mag netic lock holder501-89583 | 60
| Bearing 60 10 ZZ030-030 10 | 120
| Bearing 6201 ZZ030-05001 | 120
| DC Solenoid500-13802 | 30
| Hand switch510-64001 | 150
| Digital panel meter080-82468-03 | 75
| Electro magnetic counter080-73132 | 60
| Selector switch500-13550 | 30
| Knob MSA 40S-6037-02323 | 60
| Variable resistor500-12925 | 30
| mAS selector501-65534 | 60
| Push button switch500-13551 | 30
| Display lamp assembly501-64354 | 30
| KV,mAS control assembly501-64359 | 30
| Base plate assembly501-64366 | 9
| Transistor unit – 10501-63469 | 60
| High tension generetor501-63852-01 | 18
| Capaeitor500-03189-01 | 60
| High tension generatingl unit 501-63854 | 108
| Reetifier 500-03415-01 | 60
| H.T socket 502-07437-01 | 60
| Grid control 501-68173 | 60
| Discharger 501-63866 | 15
| Capacitor055-01021 | 30
| Capacitor055-01023 | 30
| Resistor052-04622-00 | 30
| Resistor052-04610-02 | 30
| Diode060-14755 | 60
02-05-00417 | Shimadzu CO.
X-Ray eq.
ED 125L ( 500 mA)
| Technique sel. – 10501-63453-01 | 90
| MA selector – 10501-63454-01 | 90
| Line switch EA 62065-93105 | 45
| Sec selector – 10501-63248 | 90
| KV Requlator500-04720 | 75
| Main control – 10501-63455 | 30
| Starter – 3501-66353 | 75
| Transistor unit – 10501-63469-01 | 60
| Power supply – 10501-63471 | 45
| mA meter control – 10501-63473 | 120
| EX. Mode control - 10501-63474-01 | 120
| Terminal unit – 10501-63475 | 75
| mA Regulator – 10501-63476-01 | 75
| mA control – 10501-63477 | 90
| sec control – 10501-63247 | 90
| Over load pro – 10501-63478-01 | 45
| HA ND switch500-13675 | 120
| SCR unit – 10501-63243 | 60
| Auto trans (400V power source unit only)501-63559 | 18
| Tr1 (power) 2SC642A060-24642 | 180
| Tr2 (power) 2SC1325500-03412 | 180
| FAN 042-60088 | 15
| Thyristor D < - 01~ - 02> 150 P 6 SP060-34556 | 60
| Filament transformer500-14910 | 45
| Terminal board (disk)501-62938 | 15
| Diode MD25-512A500-03415-02 | 60
| H.T. changle-over switch501-62818 | 60
| H.T. socket IEC502-07437-02 | 120
| Control unit501-62910 | 15
| mA compensation unit501-62913 | 15
| Terminal board 4-10A501-40839 | 15
02-05-00418 | ( TROPHY Dental X-Ray )
Equipment :- Dental X-Ray
Model :- 11708
Company :- TROPHY - FRANCE
| X-Ray tube (A.generator)708(70KV-8mA) | 30
| X-Ray timerAD 13 | 60
| on-off switchLS 57 | 30
| TraicTAG 8606 | 30
| TraicTAG 8602 | 30
| Integrated circuitMCS 2241 | 30
| Led (on voltage)KL 15 | 30
| Led XKL 18 | 30
| Hand switch timer with cable | 60
| Traic2N 6343 | 60
| THYRISTORCR1TO1HY-2 | 60
02-05-00419 | Toshiba unit
Model :- 12 MD – 500mA
| H.T Cable150D, 12RI | 30
| Motor for lift stand814-0033C | 15
| V-BeltA-30 | 18
| V-beltA-32 | 18
| Standerd card25 | 18
| M.C.S cassette70-5 | 15
| Complete card relayes AssyRK10 | 15
| Complete card relayes AssyRK11 | 15
| Complete card relayes AssyRK9 | 15
02-05-00420 | Equipment :- Stimulater therapy equipment
Model :- 413 - Eltron D
Company :- Enraf Holland
| P.C board2.555.784 | 30
| Patient terminal black2524.01 | 60
| Patient terminal (red ) 2.524.823 | 60
02-05-00421 | Equipment :- Microwave therapy equipment
Model :- Curadar 2000
Company :- Enraf Holland
| Magnetron MG 108.697 340.001 | 30
| Printed circuit board 8 – 691.042- 474 | 15
| Potentioweter sk 2 150w8 – 644.550.036 | 30
02-05-00422 | Company :- ELECTRO MEDICAL SUPPLIEC (EMS) U.K
Equipment :- Ultrsound
Model :- Therasonic - 5
| Transducer complete with cable and plug54 –11 | 105
02-05-00423 | Equipment :- Shortwave Therapy equipment
Medical :- Siener – 6
Micro switch 9 – 18
| Valve 19 – 6 | 30
| Electorde support leg 10 cm size 30 – 10 | 75
| Electorde cable withend (10 cm)31 – 59 | 30
02-05-00424 | Equipment :- Ultrasound
Model :- Sonoline
Model Sx
Model SL-1
Company :- Siemens
| Mother board for souolime (Sx) | 6
| Freeze board for sonoline (Sx) | 9
| Swtich board for sonoline(SL-1) | 6
02-05-00425 | Equipment: - Portable turbine.
Model :- Quayle dental 1001
Company :- Quayle dental
Derotor houce, Dominion way , worthing west sussex ,Bn14 8QN England
| Pressure switch for mobile unit (1001&1002) | 750
| 3- way syringe for mobile (1001& 1002) | 600
| Complete hand piece turbine | 600
| Foot switch | 150
| Rotor for H.P (turbine) | 1500
| Angle H.P for complete | 600
| Air motor | 300
| Hose for mobile (4 hole) (meter) | 600 | meter
| Pressure gauge | 150
| Cartridge for angle H.P | 600
02-05-00426 | Equipment :- Light cure .
Model :- Quayle dental . (101) spectrom
Company :- Quayle dental MFG Co.LTD .
Derotor hauce, Dominion way , worthing west sussex ,Bn14
8QN England .
| Gun for light cure | 300
| Timer board for light cure | 150
| Bulb for light cure | 3000
| Fan for gun | 750
02-05-00427 | Equipment :- Ultrasonic Dental Unit
Model :- 700 – 11
Company :- Dentsply ( U.S.A )
| Regulator For water 62516 | 600
| Solenoid valve61190 | 75
| Water Supply hose 69040 | 150
| Cavitron lnsert tel-10 6121-708 | 600
| Cavitron lnsert Ftl-9 6121-803 | 600
| cable For lnsert Complete | 300
| Spray for air bearing H.P. tutbine | 1500
| Spray for H.P. tutbine ( ball bearing type ) | 6000
02-05-00428 | Equipment :- Prostetic engine
Model :- Quayle dental .
Company :- Quayle dental MFG Co.LTD .
Derotor hauce, Dominion way , worthing west sussex ,Bn14
8QN England .
| Carbon brush For prostetic engine | 3000
| Flexible cable complete for prostetic engine | 1500
| P.C board for foot switch to prostetic engine | 600
02-05-00429 | EquiPment :- Ammelgametor
Model :- Degussa
Company:- Degussa AG, Gescha flsbexeich dental D-600 frank furt11
| Dispensing knob 2352 – 2215 | 750
| Universal dispenser 2. Complete -2018 | 300
| Dental wheel -2043 | 300
| Blocking magnet ,complete -2223 | 150
| Circuit board display ( timer )-2235 | 150
| Frame for display -2214 | 30
| Mixing tube 2 , complete -2226 | 750
| Capsolate2351 - 1001 | 1500
| Mixing motor 2 , complete -2224 | 75
02-05-00430 | Equipment :- Ammelgametor
Model :- Ultimate 21
Company :- Quayle dental
Derotor hauce, Dominion way , worthing west sussex ,Bn14
8QN England
| Timer p.c board | 225
| Mixing ( Hg & alloy ) chamber complete | 225
02-05-00431 | Equipment :- Kavo werk dental unit
Model :- Dynamic 1033
Company :- Kavo werk deutal einrichtungen vertiebsgesells chaft mbh
D- 7950 biberach / rib 1. West germaney
| Board 641. 1020 | 315
| Board 705. 2991 | 195
| Board 734. 0571 | 495
| Bulb for projector | 600
| Foot switch complete | 60
| Turbine hose complete | 165
| Micromotor hose complete | 165
| 3 - Way syringe hose | 135
| 3 - Way syring complete | 135
| Block 705. 3341 | 195
| Board 715. 1471 | 135
| Hose for foot switch | 180
| Angle handpiece | 120
02-05-00432 | Equipment :- Scaler
Model :- Quayle dental
Quayle dental MFG co LTD
Company :- Derotor house dominionway , worthing west
sussex BN 14 & QN England .
| Complete hand piece for scaler | 18
02-05-00433 | Equipment :- Glass distilter
Model :- YX ^
Company :- JSC chimlaborpribor (RUSSIA)
| Level regulater m6 5.887.268 | 300
| Adapter m6 6.u53.294 | 900
| Adapter m6 453 294 | 900
| Float - type flow meter m6 5.183.065 | 600
| T. piece connectorro 7.357.251 | 60
| Heater ( R - 52 ohm )m6 5.863.060 | 900
| Heater ( R - 55 ohm )m6 5.863.060.01 | 900
| Vesselm6 5.887.267 | 300
02-05-00434 | Equipment :- Ventilator
Model :- 9100S
Company :- Blease (UK)
| Flow board and transduser (si 106) EP 7629 3.2.H | 150
| Oxygen transduces ( si 1101 ) 3.1.6 | 750
| I.E valve ( 900119 - 1 ) 3.2.10 | 75
| the inner diphramfor | 600
I.E valve
| Expriratory unit ( 900101 - 1 ) 3.2.1 | 90
02-05-00435 | Equipment :- Operating Labroscope
Company :- Wolf
| Panooiew plus telescope with fixed eyepiece distortion free 25 dyree working lenght 300mm dram 10mm ( 8934 , 412 ) | 30
| 8923.013 Riow - trocar sleeves with magnetic ball valve and stopcock , metal sleeve ,distal obligue , capacity 10 mm working length 100 mm . | 30
| 8923.123 Trocar , pyrmadial diam 10 mm , working length 100 mm. | 30
| 8921.013 Rlwo - art trocar sleeve with magnatic - ball - valve and with stopcock metal sleeve standand distal obligue capacity 5.5mmworking length 100mm . | 30
| 8921.123 Trocar with pyramidiol tip diam 5,5mm working lenght 100mm for riwo art - trocar sleeve . | 30
| 8923.801 Vario - port reducing adapter , 10mm to 5.5mm and 12.5mm to 5.5mm for riwo - art trocar . | 30
| 8386.001 Endodilator diameter 14mm 3 boanches , handle with locking mechanism 55mm working length . | 30
| 8393.231 Grasping forceps with 5mm , both jaws opening , 310mm working leagth , complete lnstrument , 8393 – 234 , 8393.911 8393.964 . | 30
| 8393 , 221 Grasing forceps , 18mm 5mm , rapered both jaws opening 310mm , ol , complete irstrument 8393 - 224 , 8393 , 911 , 8393 . 964 . | 30
| 8393 , 251 Univrsal grasping forceps 5mm both jaws opening 310mm working length complete - instnument : 8393 – 254 , 8393 - 911 , 8393 - 964 . | 30
| 8393 , 401 Biopsy forceps spiked , 5mm both jaws opening 310ml , complete instrument 8393 - 404 , 8393 - 911, 8393 - 962 . | 30
| 8393 , 141 Atraumatic grasping forceps 5mm diameter . | 30
| 8395 , 201 Grasping forceps 2/3 pronged 10mm 810mm ol complete - instrument 8395 - 204 , 8395 - 901 , 8393 - 953 . | 30
| 8393 , 012 Modular sulssors diameter 5mm curved left , 310mm working length "metzenbaum " comprlsing 8393 - 015 , 8393 , 911 , 8393 - 692 . | 30
| 8393 , 003 Hooked scissors serrated 5mm , 310mm ol , complete - instrument 8393 - 006 , 8383 , - 911 , 8393 - 962 . | 30
| 8393. 701 modular bipolar forceps diameter 5mm , insulated compring , 8393 - 704 , 8392 - 921 , 8393 - 922 , 8393 – 972 , 8393 , 973 . | 30
| 8108 , 031 HF- bipolar cable 3m long (also suitable for martin units) | 30
| Hook eleetrode 8383 , 423 . | 60
| 810b . 04 HF connecting cable 4m long . | 30
| Guide sleeve diam 10mm ( for clip applicator 8389 - 801 ) | 15
| 8389 , 911 Glip applicator for enticon ligaclip , extra LT 300 . | 15
| Needle holder 3mm ( 8383 , 52 ) with read justing spring and sliding seal for in 8383 . 78 . | 30
| 8383 , 534 Needle holder diam - 5mm curved right , axially aligned handle with locking mech anism . | 30
| 8383 , 78 Applicator for ethibinder . | 15
| 8383 , 551 knot manipulator for extraco rporeal knots for use in 8383. 78 . | 15
| 8383 , 65 L,njeation and punction canula 1.8mm diamete ( 15c ) | 30
| Veres - needle ( 8302 - 12 ) . | 30
| Co2 cylinder 25 liter . | 30
8302 - 15 Veres camula for establishing the pneuno peritoneun with ner - connector
| ( 886.00 ) 150mm long . | 30
| neutral eledtrode for martin me 200, HF genet rator . | 15
| Double foot switch for matin ME 200 | 15
| Bipolar foot switch for matin ME 200. | 15
5511 - 001 CCD - Endocom 5511 camea head with C-momt PAL colour system
| C-mount adaptor incl 13.103.50I | 15
| 85261 - 272 Rioo - lems with C- mount - connector immersible and steam sterili sable focus length F.27mm . | 15
| Halogen lamp , 24 V , 250W | 750
| Fiber light cable longht 2-3cm diam 4-5mm ( 8061, 453 ) | 30
| aeaning brushes | 150
| 89,02 Rubber washers | 150
| 89,08 Rubber washers | 150
| S- video cable | 60
02-05-00436 | Equipment :- Speetrophotometer
Model :- Spectronic 20
Company :- Milton Roy
| Bulb | 1800
| P.C board | 225
| Photo tube | 300
| Monochrometer | 135
| Transister 3055 | 375
| Bridge rectifier | 150
| Tube holder | 150
| Resister 7K ohm | 300
| Resister ¼ ohm | 150
02-05-00437 | Equipment :- Hemometer
Model :- HB-210
Company :- Citoh and colti
5-1 Kita - aoyama 2 chome
Minato ku, Tokyo 107 Japan
| Pump | 75
| Printed board | 150
| Lamp source (6 V 1.5 A) | 90
| Drain glass | 60
| Sampling glass | 150
| Potentiometer RV 24 XN 205 BIK ohm | 30
02-05-00438 | Equipment :- Bilimeter -D 332
Model :- 332 D
Company :- mochida pharmaceuticall 10 LTD
HEAD office 7 Yotsuya 1.chome
Shin jnicu-ku,Tokyo
160 JAPAN
Telex 28922 ( Mochidas)
| Interferrece filter for 455 mm | 60
| Interferrece filter for 575 mm | 60
| LAMP ( 6V 3A) | 150
| Different kinds of boards | 5 per each type (total=20)
| Cuveete holder | 30
02-05-00439 | Equipment :- Bilimeter ( Nippon)
Model :- A- 500
Company :- Japan , osaka nippon shojikaisha ltd 30,Kokumach
2- chome , Higashi-KU
| Printed circuit boand ( TEL-330) (completed boand) | 30
| Bulbs | 60
02-05-00440 | Equipment :- Spectrophotometer
Model :- ANA 72
Company :- Japan engneering
| Bulb | 300
| Photo cell | 150
| Board | 30
| Cuvette holder | 75
02-05-00441 | Equipment :- Defibrelator
Model :- 2006
Company :- CR
| CR Recorder assy | 15
| Styles for gs recorder | 75
| Battery 24 V - 1 A | 150
| Drain raly | 60
| Capcitor 32 mf / 5kv | 75
| KM 13 Relay | 60
| KM 14 Kilover reley | 60
| P.C.B for charger CR | 30
| LM 317 T | 150
| Paddle for DC shock | 60
| Poasrnt cable socket | 60
02-05-00442 | Equipment :- Defibrelator + Central Station
Model :-3215,261130,264130,3200,2400,261125,261024,4135,2015,
Company :- American Optical
| P.C. B assy mother | 24
| Defletion P.C.B assy | 24
| Memory P.C.B assy | 24
| Delyed P.C.B assy | 24
| Mother P.C.B | 24
| Digital meter | 24
| Alarm power supply P.C.B | 15
| Writing sty lus | 30
| Mother P.C.B | 15
| Patientlc alarm P.C.B | 15
| Input filter board | 15
| Pre-amp P.C.B assy | 15
| Power supply P.C.B | 15
| Rate P.C.B assy | 15
| Cave P.C.B assy | 15
| Alarm limit P.C.B | 15
| Mother P.C.B | 15
| Amp P.C.B | 15
| Osciltatar decteetor P.C.B | 15
| Per limit P.C.B | 15
| Mother P.C.B | 15
| Modal w P.C.B | 15
| Relynl ator P.C.B | 15
| Demodulat ors P.B | 15
| Logic P.C.B | 15
| P.C .B Power supply | 15
| Amplifiers P.C.B | 15
| Alarm systol P.C.B | 15
| Power supply P.C.B | 15
| Peslection assy P.C.B | 15
| Power supply P.C.B | 15
| Alarm power supply P.C.B | 15
| Power supply P.C.B | 15
| Transistor 2 N 3940 | 60
| P.C. B for cardio treaser | 15
| P.C.B for cardio treaser | 15
| P.C.B for cardio treaser | 15
| P.C.B for cantor scope | 15
| Digitl meter assy | 15
| P.C.B assy recorder | 15
| P.C.B assy cantrol | 15
| Inverter assy | 15
| P.C.B assy monl part | 15
| P.C.B assy monl part | 15
| Deflection P.C.B ( 1218 - 813 ) | 15
| Memory P.C.B ( 1218 - 810 ) | 15
| Diode edl 8746 HV diode | 150
| Patient cable | 300
02-05-00443 | Equipment :- Ultrasound therapy equipment
Model :- Sonopuls 407
Company :- Enraf Holland
| Printed circut board complet 407.62 | 15
| PC board ( small P.C board) complet 2555.999 | 15
| Big transducer 1407.8 | 30
02-05-00444 | Equipment: cathedrization
| Up-grading of cathedrization equipment, Model BICOR | 3
02-05-00445 | Equipment:-ECG
| Stimulator-ECG generator | 9
02-05-00446 | Equipment:- Argon laser
Company:- Biophysies
| Argon laser tube Model:-168-97 | 12
| Microprocesser PCB JN 770 | 24
| Power supply (Black) 604 M | 18
| Fiber optic cable | 24
| Switching control PCB 601 B | 18
| Low voltage power supply JN 700 AD | 18
| Flow-switch PCB | 30
02-05-00447 | Equipment:- Gastroscope(adult &pediatric)
Company:- Olympus Japan
| Main tube GIF-Q 015445 | 9
| Main tube GIF-IT 8-2011327 | 9
| Main tube GIF-3 | 9
02-05-00448 | Equipment:-X-ray unit (500mlm)
Company:- Shimadzu Japan
| X-ray tube R20 62816521 | 33
| Transformer AP 150 L-3-64278409 | 9
02-05-00449 | Equipment:-X-ray unit (100mlm)
Company:- Shimadzu Japan
| Control HP 150 13-10 | 3
| T.V M-16 405-6302045 | 3
| X-ray tube R-30 64608922 | 3
| Large Transformer HD-150 B-10-6322441 | 3
02-05-00450 | Equipment:-Sonar
Company:- Concepte
| Probe | 3
02-05-00451 | Equipment:-ECG
Company:- Nehon Koden
| Styles | 30
| Patient Cable | 30
| Galvanic | 15
| PCB | 15
02-05-00452 | Equipment:-ECG
Company:- Yamcoshy
| Styles | 105
| Patient Cable | 330
| Galvanic | 90
| PCB | 45
02-05-00453 | Equipment:- Microscope
Company:- olympus
| Lamp | 360
02-05-00454 | Equipment:- Microscope
Company:- Zieze
| Lamp | 360
02-05-00455 | Equipment:- Operating theatre projector
Company:- DKK
| Lamp | 150
02-05-00456 | Equipment:-Suction unit type Ersole
Company:- England
| Motor | 105
| Bottle | 105
| Washer | 105
02-05-00457 | Equipment:- Autoclave type Takizawa
Company:- olympus
| Heaters | 90
02-05-00458 | Equipment:- Autoclave type Thakari
| Heaters | 15
02-05-00459 | Equipment:-Sphgmomanometer
| Mercury | 3000 | gram
| Bulb with valve | 6060
02-05-00460 | Equipment:- Cautry unit type Martin 2000
| PCB different for generator and generator 2 | 18
| Fuse | 30
| Earth plate | 30
02-05-00461 | Equipment:- Centrifuge T30 T32
| Motor | 165
| Variable resistance | 315
02-05-00462 | Equipment:- Monitor A-O
| Patient cable | 30
| PCB | 30
| Adapter | 150
02-05-00463 | Equipment:- ECHO type ausonics type Austraition
| Probe | 3
| PCB | 3
02-05-00464 | Equipment:- X-ray
Company:- Shimadzu 500m Amp. With TV
| Tube | 6
| Halogen lamp | 15
02-05-00465 | Equipment:- Short wave Angiograph (cardiac)
| Capacitor 100 PF | 12
| Tube opti 150/ud/10 c | 3
| PCB D89-D79 | 9
| PCB D129 | 9
| PCB D58 | 9
02-05-00466 | Equipment:- Microcentrifuge PCV
| Motor | 60
02-05-00467 | Equipment:- Proccessing unit(devloping)
| Motor | 3
| Relay 24 volt | 9
02-05-00468 | Equipment:- Automatic 420
| Rack for devloper | 3
| Rack for fixer | 3
| Thermo for heating of devloper (timer) | 6
02-05-00469 | Equipment:- Terdmill
| Recorder for holter | 15
02-05-00470 | Equipment:- Steady X-Ray (medio)500ma(51,50)
Quntity :2
Company:- Holland
| Sellector K.V | 6
| X-ray tube | 30
| Diofrom | 30
| Main board CP1,CP2,CP3,CP4,CP5,CP6,CP7,CP8 | 18
| Diofrom lamb 12V | 6
02-05-00471 | Equipment:- Steady X-Ray (Shemadzio)500mA ED-125+B6814
Quntity:1
Company:- Japan
| Halogen Diofrom lamp(12V) | 6
| X-ray tube | 3
| Hnde switch | 6
| Main boards | 3
02-05-00472 | Equipment:- Movable X-ray mc.125 300mA
Quntity:5
Company:- Japan
| X-ray tube | 3
| Hand switch | 3
| Diofrom lamp(12V) | 3
| Main boards | 3
| High tention cable | 3
| Relly timer | 3
02-05-00473 | Equipment:- X-ray (Tosheba) 300mA
Quntity:2
Company:- Japan
| X-ray tube | 3
| Hand switch | 3
| Diofrom lamp(12V) | 3
| High tention cable | 3
| Relly timer | 3
02-05-00474 | Equipment:- Outomatic film fixer x-ray
Quntity:7
Company:- Italy
| Main rack | 3
| Main shaft | 3
| Main motor | 3
| Main board CP1,CP2,CP3,CP4 | 3
| Main thermoster | 3
| Microswitch | 3
| Mainrelly 220 V | 3
| Thermal projector | 3
| Heavy | 3
| Rollor | 3
| Dislly | 3
02-05-00475 | Equipment:- Incubator
Quntity:19
Company:-England
| Motor | 15
| Outcover | 6
| Switch(ON-OFF) | 30
| Baby bed | 54
02-05-00476 | Equipment:- electrocardio graph
Quntity:31
Company:- Japan
| Styles | 30
| Chest electrode disk | 60
| Bands | 60
| Paitient cable | 30
02-05-00477 | Equipment:- Cutery marten
Quntity:10
Company:- Germany
| Hand switch | 24
| Foot switch | 24
| Biboler wier | 24
| Control board | 12
| Switch board | 12
| Board G1 | 12
| Board G2 | 12
| Main transformer | 12
| Power transtor | 180
| Slide resester | 30
| Resistance 2.2 board(R 2.2) | 30
| Resistance 6.8 board | 30
02-05-00478 | Equipment:- Cutery Ascolap
Quntity:6
Company:- Germany
| Power transtor Bu 247 A | 60
| Foot switch | 12
| Control board | 12
| Seet control board | 12
| Hand switch | 18
02-05-00479 | Equipment:- Cutery Dadone
Quntity:2
Company:- England
| Transformer | 18
| Foot Switch | 6
| Hand Switch | 6
02-05-00480 | Equipment:- New LEO
Quntity:2
Company:- Japan
| Rubber Tube | 6
| Lamps | 6
| Compressor(LEO) | 6
| Hand Beas(Turben) | 12
02-05-00481 | Equipment:- Aevosol products
Quntity:57
Company:- England
| Motor | 90
| Motor rubber cover | 210
| Rubber Tube | 60 | meter
| System arme | 150
| Filter | 150
| Flassk holder | 30
02-05-00482 | Equipment : ECG
Company & model : A 03200 EYM- 102 Japan 5151 Japan.
| Styles | 30
| Operating Switch | 30
| - Galvanometer | 18
| Role moving Motor | 18
| Different resistants | 30
02-05-00483 | Equipment : Sucker
Company & model: AEROSOL SAM-20
| Internal motor Ball Bearing | 120
| Washers | 180
| Pistans with Ball Bearing | 180
| - Filter | 180
| Hoses | 180
| Gage | 180
| Operating Switch | 180
| Motor | 180
02-05-00484 | Equipment :Different centerfuge
Company & model : H-103 cocozan Reme
| Armeture | 18
| Motor coil | 15
| Carbon | 42
| - Switch timer | 18
| Operating Switch | 18
| Lamp | 15
02-05-00485 | Equipment : Auto clave
Company & model : TAKIZAWA MB H107S DALKYO VA- 4265 LEZUEUS ETS.
| Differentheaters | 60 | pieces
| Differentheaters water Pump | 30 | pieces
| Contactor | 30 | pieces
| Thermostate | 30 | pieces
| Thermal Gage | 18 | pieces
| Board signal Lamp | 30 | pieces
| Hydrometer | 30 | pieces
| Fuses | 24 | pieces
| Circuit breaker | 30 | pieces
02-05-00486 | Equipment :Different sterilizers
Company & model
| Heaters | 210
| - Thermostat | 210
| signal Lamp | 210
| Operating Switch | 210
02-05-00487 | Equipment : Water bath
Company & model : Memmert Germany
| Ceramic Heater | 180
| - Thermostat | 180
| signal Lamp | 180
| Operating Switch | 180
| Mercurial Switch | 180
| - Thermometer | 180
02-05-00488 | Equipment : Sphigmomanometer (Air, Mercury)
Company & model :
| Rubber Belt | 4620
| Tissue Belt | 4620
| Sprayer | 4590
| - Valve | 4620
| Mercury Container | 3060
| Scaled Glass tube | 1620
| Gage | 870
02-05-00489 | Equipment : Cautery Martin
Company & model : 2000 Martin Germany
| Earth plate | 330
| Power supplier | 33
| - 2.2 Ωthermal resistant | 210
| Diode | 180
| - 6.8 Ωthermal resistant | 210
| - 8A,2A , 6.3A Fuse | 390
| Relay coil | 60
| - IC , Voltage fixer | 60
| - Bux 80 power transistor | 360
| Earth plate Socket | 120
02-05-00490 | Equipment : Automatic processor
Company & model : I.M.S. (CGR)
| Fixer Rack | 30
| Develop Rack | 30
| water Rack | 30
| Drying Rack | 30
| Different Relays | 30
| Fuses | 60
| Heaters | 30
02-05-00491 | Equipment : X-Ray unit system Shimadzu 500 mA with T.V
Company & model: Shimadzu
| Ray Tube | 27
| TV Tube | 12
| Hand switch | 42
02-05-00492 | Equipment : Diff. Operation projector
Company & model : Japan
| - DKK 24V lamps | 3030
| - 12 V 35W lamps | 90
| Charger | 30
| Glass Cover | 90
02-05-00493 | Equipment : C.C.U
Company & model: A.O.C
| Styles | 6
| Adaptors | 90
02-05-00494 | Equipment : Diff. Infrared
Company & model : Original HANAU 3030 A Strazux Super 2000
| Heater with Glass | 24
| Operating Switch | 9
| TIMER | 6
02-05-00495 | Equipment : Microwave
Company & model : Siemens\ Germany I 1005
| Megatron | 6
| Maintransformer | 3
| Thermal controlling bridge | 6
| - Fan | 3
| U.V Lamp. | 6
| Diff. Valve | 18
| TIMER | 3
02-05-00496 | Equipment : Short Wave Set
Company & model : Siemens/ 608/ Germany E.M.S England 76-4
| Operating Switch | 36
| Thermal controlling bridge | 36
| TIMER | 48
| Thermal felamets | 36
| Rubber gloves | 60
| Diff. Thermal Resistant | 60
| Diff. Valve | 51
| Electrod | 10
| Electrod (Enraf ) | 4
02-05-00497 | Equipment : Specol set
Company & model : Carizeiss DDR
| Lamp | 9
| Photocell | 9
| Diff. Lenses | 30
| - Main transformer | 9
02-05-00498 | Equipment : Ultrasonic
Company & model : E.M.S England Enraf
| Probe | 45
| Operating Switch | 45
| Power transistor | 480
| Diff. Resistants | 330
02-05-00499 | Equipment : Wax bath
Company & model : Enraf Holland 182
| Heaters | 12
| Operating Switch | 6
| - Thermostat | 3
02-05-00500 | Equipment : Vertibra Tractor
Company & model : Ito Japan Itc – 100 – 5
| Traction cord | 6
| Motor | 3
02-05-00501 | Equipment : Hb meter
Company & model : Hb 210
| Ameter | 9
| Electronic Board | 9
| Photo cell | 9
| Lamps | 18
02-05-00502 | Equipment : Microscope
Company & model : Olympus BHC – BV
| Lamps | 360
| Transformer | 63
| Electronic Board | 75
02-05-00503 | Equipment : AA2 Autoanalyzer
Company & model : Ti7 unicon / France
| Lamp | 6
02-05-00504 | Equipment : Dental unit
Company & model: New Leo / Japan
| Lamp. | 6
| Turbine Washer | 30
| Hand piece Washer | 30
| Light base | 15
| - Light ON – Off switch | 9
| Pressure Switch | 9
| - Fuse | 6
| Roter angle Hand piece | 12
| Sterile water Container Washers | 24
02-05-00505 | Equipment : Dental light cure
Company & model : Qialxie Dental
| Prisme | 6
02-05-00506 | Equipment : Amalgamater
Company & model : Degussu Dentomot
| Capsule | 6
02-05-00507 | Equipment : Developing Machine
Company & model : Kodak/ Germany
| - Gear – 458383 | 6
| - Shaft – 472315 | 6
| Bearing- 452128 | 6
| Bearing- 472337 | 6
| Bearing- 469009 | 6
| - Motor – 482362 | 6
02-05-00508 | Equipment : Steam sterilizer 7/6,6 series
Company & model : Odelga /Austria
| - Solenoid valve item (14) in the tubing diagram 4010814 | 6
| - Solenoid valve item (15) in the tubing diagram 4010814 | 6
| - Solenoid valve item (12) in the tubing diagram 4010814 | 6
| - Solenoid valve item (V1) in the tubing diagram 4010814 | 6
| - One – Way valve Item (31) in the tubing diagram 4010814 | 6
| Gasget door | 12
02-05-00509 | Equipment : Steam sterilzer vertical construction R/517
Company & model : Odelag / Austria
| - Piston Assembly Item (27) in the tubing diagram No. 3010802 (TSV-434-915) | 3
| - Piston Assembly Item (28) in the tubing diagram No. 3010802 (TSV-454-915) | 3
| - Piston Assembly Item (30) in the tubing diagram No. 3010802 | 3
| - Thermostat Item (2) in the tubing diagram No. 3010802 | 3
| - Piston Item (31) in the tubing diagram No. 3010802 | 3
02-05-00510 | Equipment : Invertomatic (UPS)
Company & model : Energy conversion ltd. 6595 Rizzion to carno / Switzerland
| - Electronic board AGIE Zch. Nr. 618772.8 control + firing 1 IGR … 0509B | 3
02-05-00511 | Equipment : Incubator
Company & model : Vickers / England
| - Complete plastic cabinet. (50-60 HZ , 220 V) | 3
02-05-00512 | Equipment : Ventilator
Company & model : Dragger / Germany
| - Valve Item (131) | 3
02-05-00513 | Equipment : X-Ray Equipement/ Mobile
Company & model : Shimadzu / Japan
| X-ray tube | 3
02-05-00514 | Equipment : Indirect ophthalmoscope
Company & model : Dualite / England
| - Lamp 6V – 30 W | 300
| head fitting | 30
02-05-00515 | Equipment : Phocimeter
Company & model : Top con / Japan LM-5
| - Lamp LM 8802 220V- 15W | 150
| - Lamp 6V – 15W | 150
| - Lamp 220V – 15W | 150
02-05-00516 | Equipment : Phocimeter
Company & model : Indmi / Japan
| - Lamp 220V- 15W | 150
02-05-00517 | Equipment : Phocimeter
Company & model : TMI / Japan , LM-EX
| - Lamp 220V- 15W | 150
02-05-00518 | Equipment : Operating microscope
Company & model : Heraeus W/ Germany
| - Lamp 22.8 V- 50W | 450
02-05-00519 | Equipment : Echo - Ultrasound
Company & model : Ophtascan B-C Echo
| Probe' | 30
02-05-00520 | Equipment : Electric cautery
Company & model : Aesculap / Germany
| - Prob 670 GK | 90
| - Foot Switch | 60
02-05-00521 | Equipment : Keratometer
Company & model : Top con / Japan
| ' Lamp' | 600
02-05-00522 | Equipment : Biometer
Company & model : Storze / Alpha II
| - Probe 046/00083 | 30
02-05-00523 | Equipment : Vitrectomy
Company & model : Laser fotoco Agulator S 32
| ' Probe' | 18
02-05-00524 | Equipment : Synaptophor
Company & model : Clement clarke / England 2001-610
| - Lamp 6V-3A | 150
| - Halogen lamp 6v-20A | 150
02-05-00525 | Equipment : Radio scope
Company & model :Eyco / Japan – RS-1
| - Lamp 6V – 25W | 90
| - Transformer 6V-20W | 15
02-05-00526 | Equipment : ECG
Company & model: Nihon / Japan / ECG-5151
| ' Styles' | 30
02-05-00527 | Equipment : Direct ophthalmoscope
Company & model : Keeler
| - Lamp 3.8V | 300
| - Lamp 2.6V | 300
02-05-00528 | Equipment : Computerised Refractometer
Company & model : Top con /Japan – RM-A5000
| Paper roll | 15 | boxes
02-05-00529 | Equipment : Cat ford
Company & model : Keeler
| - Motor 12V/2VA | 15
| Reverse action STICK | 15
02-05-00530 | Equipment : Floor – Operating microscope
Company & model : Zeiss – YS3
| - Hallogen Lamp. 12V/100W | 300
| - Fiber oring 303481-8109 | 300
02-05-00531 | Equipment : Mounted operative light
Company & model : Hana Zeiss / OPMI 6-CFC XY
| - Hallogen Lamp. 15V/150W | 300
02-05-00532 | Equipment : Retinoscope
Company & model : Heine / W.Germany/ HRS 2
| - Lamp. G/803/2.5V | 600
| - Battry 3.6V/14HRS / 75mA | 1650
02-05-00533 | Equipment : Retinoscope
Company & model : Keeler
| - Lamp 3.6V | 600
02-05-00534 | Equipment : Slit Lamp 900
Company & model : Top con/ Haag- Streit AG CH-3097 Liebefeld – Bern
| - Lamp 900 – 930 6V/4.5A | 600
02-05-00535 | Equipment : NAG-Yag-Laser
Company & model : Carl Zeiss W.G 306860/ 100-110-120- 127 – 50-60HZ (CPS) 150VA
| - Lamp Wotan 12V - 30W Germany 64250 | 300
| Flash ' Lamp.' | 75
02-05-00536 | Equipment : Argon laser
Company & model : Zeiss / England / 142941
| Tube | 60
| - 4 Angle lense | 60
02-05-00537 | Equipment : Less screen
Company & model : Hamblin 313-166
| Foot Switch | 12
02-05-00538 | Equipment : Small aevosol products | 10
| Motor | 15
02-05-00539 | Equipment : Steady projector | 15
Company :Japan
| D.K.K Lambs | 300
02-05-00540 | Equipment : Light source | 8
Company : Germany
| Lambs | 18
02-05-00541 | Equipment : Delivery monitor | 8
Company :Japan
| Crystal socket | 18
02-05-00542 | Equipment :Snoike | 6
Company :Japan
| Crystal amplifier board | 6
02-05-00543 | Equipment : Sphgmonometer | 27
Company :Japan
| Murcary | 6 | kilo
| Rubber bag | 81
| Cloth bandage | 75 | pieces
| Valve | 75
02-05-00544 | Equipment : Water bath | 4
Company :England
| Heater | 3
02-05-00545 | Equipment : Filter(Kagary) | 1
Company : Germany
| Motor 220 | 3
02-05-00546 | Equipment : Microscope | 15
Company :Japan
| Lamb | 30
02-05-00547 | Equipment : Wood lamb | 1
Company :England
| Glass | 3
02-05-00548 | Equipment : Inter red ultra volet | 3
Company :England
| Regulator | 6
| Timer | 6
| Lambs | 6
02-05-00549 | Equipment : Microscope | 2
Company : Japan
| Micro switch | 6
02-05-00550 | Equipment : Moveble projector | 7
Company : Japan
| Glass cover | 30
| Lamp | 72
02-05-00551 | Equipment : Photothater | 6
Company : England
| Holder | 72
02-05-00552 | Equipment : Reteanscope | 2
Company : England
| Lamp | 6
02-05-00553 | Equipment : Selt lamp | 6
Company : England
| Transformer | 6
| Wheel | 12
02-05-00554 | Equipment : Cutery tur | 1
Company : England
| Valve | 6
02-05-00555 | Equipment :- ECG monitor
Company : Hellega
Model :SMD 104
| Deflection 93011514+HV board 38800209 &electrode | 3
02-05-00556 | Equipment :- Portable X-Ray unit
Company : Toshiba
Model : KCD 12 M.S
| Battery 12 V | 12
02-05-00557 | Equipment:- Projector ( portable)
Company : Traflix
Model : Traflix – B
| Battery 12 V | 30
02-05-00558 | Equipment:- Photo – Therapy (amp 800)
Company : Hearus
Model : 800
| Power switch 220V/2W + Fan 220V 56018151 | 9
02-05-00559 | Equipment:- Microscope
Company :Reichert Jung
Model : Neavar-2
| Compensation for accvity differences | 9
02-05-00560 | Equipment:-Ventilateor
Company : Sulla
Model : 808 V
| Vapor 1901 basic unit M 26592 | 6
| Volumeter 3000+ Return Valve | 3
| Winged nand wheel (M 17783) | 9
| Pressure regulator (8402745) | 3
| Gas bazziar (M25093) | 3
02-05-00561 | Equipment:-Suction unit
Company : Atmos
Model : Rp 90
| O-Ring(M23612) | 9
| Motors | 9
| Filter | Group 1
02-05-00562 | Equipment:-Suction unit
Company : Marobini
| Heater | 6
02-05-00563 | Equipment:-Suction unit
Company : Drager
Model : PP 800
| Lamp(12V) | 30
02-05-00564 | Equipment:- Bilirobnometer
Company : Orthodaiognashi
Interfernce filter 455 + 575
| Select the monoch-ormatic beam of 455rm or 57rm | 3
02-05-00565 | Equipment:- Incubator
Company : Atmos
Model : V-80
| Power switch | 12
02-05-00566 | Equipment:- Incubator (portable)
Company : Drager
Model : 5400
| Water container | 18
| Set up kits + power box with accumolator | 6
02-05-00567 | Equipment:-Vantos
Company :Atmos
Model :Atmorfit E
| Regulator Knob with gradutait | 3
| Valve for control pressuer | 6
02-05-00568 | Equipment:-Ultrasound System
Company : Toshiba
Model : SAL-35A
| Transformer supply main power | 3
02-05-00569 | Equipment:- Sonicate
Company : Sonicode
Model : P206
| Battery nickel/ cadmium 10.5V | 18
02-05-00570 | Equipment:- Blood Warmer
Company :DEC
| Electronic board H 840309 | 18
02-05-00571 | Equipment:- Developing machine
Company : Kodak
Model : M6
| Drain valve | 9
| Fixer rack &developer rack&water rack | 3
02-05-00572 | Equipment:-Sonicate
Company : Soniicode
Model : 102R
| Charger transformer | 3
02-05-00573 | Equipment:- Centerfuge
Company : Hemafuge
Model : Hearus
| Electronic board 50258 | 6
02-05-00574 | Equipment:- typewriter , electric , Arabic
Company : ISK Japan
Model : I1-16
| Gear 30144431 | 24
| Drawband 60138189 | 60
| Typing core assymble | 30
02-05-00575 | Equipment:- Ultrasonic , diagnostic equipment
Company : Aloka Japan
Model : SSD-180
| Prob 3 MHZ | 3
02-05-00576 | Equipment:- Neuroton
Company : Siemens west ,Germany
Model : Neuroton
| Output board & control board | 3
02-05-00577 | Equipment:- Analyser , glucose bench model
Company : SMD Japan
Model : CL –720
| Control unit pc – board assymble 204-54206 | 3
02-05-00578 | Equipment:- Deioniser 250L/ hour
Company : SKR Japan
Model : DAT-1200
| Pc board (control ) 700A61-1 | 3
02-05-00579 | Equipment:- X-Ray unit , mobile with image intensifier
Company : SMD Japan
Model : WHA-10
| X-Ray tube model 1A-7X number 470193 ( housing model ) TH- 706 number 1939 | 3
02-05-00580 | Equipment:- X-ray film changes PACH unit
Company : SMD Japan
Model :
| 2XBAO- 9123-040 guide roller | 9
| 1XBAO – 9122- 00 guide roller | 9
02-05-00581 | Equipment:- Analyser , sodium, potassium , lead, bench, model
Company : TIT Japan TOA
Model : NAKL-1
| Flow cell 70x25x55 | 6
| J-nozzle | 6
| Thermostat | 6
02-05-00582 | Equipment:- Auto analyses CL-12
Company : SMD Japan
Model : CL-12
| Solenoid valve 204-6231-01 | 6
| Head 204 – 62417 | 60 | pcs
02-05-00583 | Equipment:- Counter blood cell
Company : SKR Japan TOA
Model : CC-130 System
| Solenoid valve 813 – 0691 –9 | 6
| Internal elecrode 813- 0450 – 9 | 6
| Connection tube No. 42 (pm) 833- 916- 3 | 3 | set
| (F- seies pm ) thermistor 813 – 0779-9 | 3 | set
02-05-00584 | Equipment:- Electroenephalo
Company : graph NKD Japan
Model : EEG-4217
| Thermal head for printer AAA-35358 | 54
| Head gride (head electrode) | 3
| Paper | 6000 | m
| INK | 60 | bottle
02-05-00585 | Equipment:- Electrocardiograph
Company : NKD Japan
Model : ECG-5403
| Main ampilfier p/n ol-501E | 3 | unit
| Styles | 36
| Chest electrode , 5030378 | 144
| Limb electrode 5030003 | 48
02-05-00586 | Equipment:- Infrared | 3
Company : England
| Regulator | 6
| Timer fixer | 6
| Red valve | 6
02-05-00587 | Equipment:- Microscope | 3
Company : Japan
| Micro switch | 6
02-05-00588 | Equipment:- Moving projector | 7
Company : Japan
| Glass cover | 30
| (vawer) half solved | 72
02-05-00589 | Equipment:- Fototherapy | 6
Company : England
| Holder | 72
02-05-00590 | Equipment:- Retinscope | 2
Company : Sews made
| Valve | 6
02-05-00591 | Equipment:- Slit lamp | 6
Company : Sews
| Transformer | 6
| Slide roller | 12
02-05-00592 | Equipment:- Cutting system tor | 1
Company : Germany
| Power valve | 6
02-05-00593 | Disposable needle electrode concentrie13 RO1 | 20x(25 piece)each
| Auto claviable concentrie needle electrode13 L 30 | 60 | each
| Auto claviable concentrie needle electrode13 L 31 | 60 | each
| Auto claviable concentrie needle electrode13 L 49 | 60 | each
| Auto claviable concentrie needle electrode13 L50 | 60 | each
| Auto claviable concentrie needle electrode13 L 51 | 60 | each
| Auto claviable concentrie needle electrode13 L 58 | 60 | each
| Electrode cable for all the above13 L 01 | 60
| Platenum needle electrode13 L 70 | 1500
| Cable for the above13 L 06 | 60 | each
| Cable for the above13 L 08 | 60 | each
| Disposable needle electrode scalp (40 piece)13 R 31 | 25 x(40 piece) | piece
| Electrode cable for the above13 P 06 | 60 | each
| Electrode cable for the above13 P 08 | 60 | each
| Silver chloride dise electrodes 50 piece 5x (50 piece)13 P06 | 60 | each
| Silver chloride dise electrodes 50 piece 5x (50 piece)13 P08 | 60 | each
| Silver chloride dise electrodes 50 piece 5x (50 piece)13 L20 | 60 | each
| Disposable needle electrode semory (25 piece) 20 x (25 piece)13 R 24 | 20 x (25 piece)
| Disposable needle electrode semory (25 piece) 20 x (25 piece)13 R 25 | 20 x (25 piece)
| Electrode cable for the above13 p 02 | 30 | each
| Electrode cable for the above13 P 12 | 30 | each
| Recording electrode13 L 37 | 60
| Surface stimulating Electrode-ferigen electrode13 L 69 | 60
| Surface stimulating Electrode-ferigen electrode13 L170 | 60
| Grounding electrodes different sizes from infant size to the biggest size (5 each) 13 S 93 | 15 | each
| Grounding electrodes different sizes from infant size to the biggest size (5 each)13 S 94 | 15 | each
| Fixation strap13 L 38 | 30
| Stimalating electrodes13 L 35 | 30
| Feltip 2x(100 piece)13 L 35 | 2x(100 piece)
| Feltip 2x(100 piece)13 L 352 | 2x(100 piece)
| Feltip 2x(100 piece)13 L 353 | 2x(100 piece)
| Inter connection cable13 B 414 | 1x10
| Inter connection cable13 B 418 | 3x3
02-05-00594 | Equipment:- Microwave Radio therm 706
Company : Siemens west-Germany
Model :- Radio therm 706
| Output Board | 3
| Cable | 3
02-05-00595 | Equipment:- Autoanalyser,haematology,major
Company : NKK japan
Model :-S-Plus coulter counter
| Rolling diaghram 6217016 | 3
| O-Ring 2512112 | 3
| WBC Aperture bath | 3
| RBC Aperture bath | 3
02-05-00596 | Equipment:- Still,8 liter/hr
Company : Barnstead sybron England
Model :- Fi-streem barnotead
| Boiler 06546 | 18
| Heating element 06278 | 30
02-05-00597 | Equipment:- X-Ray system Universal remote control
Company : SMD japan
Model :- VS-10
| Carriage drive moter URK 25 GK-A2 including (motor,gear box &mounting) | 9 | set
02-05-00598 | Equipment:-X-ray system
Company : SMD japan
Model :- R20
| MAS board &overload protection board | 9
02-05-00599 | Equipment:-Water purifaction system (RO)
RO module 60412
16 piece
| Timer model H2A 12H,100V | 6 | unit
02-05-00600 | Equipment:- X-ray processor automatic
Company : Kodak japan
Model :- kodak rp x-omat proccessor
| Developer rack 594125 | 6
| Fixer rack 594127 | 6
| Water rack (wash rack) 594129 | 6
| Developer enterance cronover assembly 594124 | 6
| Developer to fixer cronover assembly 594126 | 6
| Fixer to wash cronover assembly 594128 | 6
| Main drive motor gear | 12
| Main drive Shaft gear | 12
| 4000 area accumulator 602723 circuit board | 6
| 5000 fault monitor 602724 circuit board | 6
| Relay (K9) 562245 | 12
| Relay 562334 | 36
| Fixer heater | 6
| Dry heater | 6
| Developer heater | 6
| Fan motor (Biower motor) | 6
| 1000 power circuit board 602720 | 3
02-05-00601 | Equipment:- X-ray processor automatic
Company : Italy
Model :-I.M 420
| Developer rack | 3
| Fixer rack | 3
| Water rack | 3
| Dry rack | 3
| Styles | 30
02-05-00602 | Equipment:- Monitor ICU
Company : NKD japan
Model :- OMP-6200
| ECG connection cable 5570605 | 12 | pcs
| ECG electrode for disposal electrode (red,yellow,black) | 60 | pcs
02-05-00603 | Equipment:- Mingograph | 1
Company : Siemens
Model : EEG 21
| Galvanometer 6729651E173E | 48
| Electrode cable6725295E102E | 48
| Electrode cable6772016E102E | 48
| Electrode cable677200BE102E | 48
| Writing fluid6668511E100E | 30
| Paper6712368E100E | 60
| Electrodes6105928E120E | 9
| Electrodes6105936E120E | 9
| Filter6612493E100E | 30
| Electrode crene6072656EH06E | 15
| Holder cap6705902E120E | 6
| Writing fluid system6767024E141E | 3
| One-Channel band | 3
02-05-00604 | Equipment:- Ultrasound
Company : Siemens-Germany
Model : SL-2
| Linear probe 5MHZ | 3
| Linear probe 305 MHZ | 3
| Sector probe 5MHZ & 12mm | 3
| Sector probe 3.5MHZ & 15mm | 3
02-05-00605 | Equipment:- Similator
Company : Semadzio-Japan
Model : SAT –10
| X-Ray tube | 3
| Circlex 0.8 P38 C- | 3
| Max 150 KV | 3
| Focaus 0.8 mm | 3
| 200 KHU Rotating anode X-Ray tube assy | 3
02-05-00606 | Equipment:- Bench centrifuge
Company :Turkish
Model : NF 815 Comm.No.1501
Serial No.2330
| Plastic pocket | 60
02-05-00607 | Equipment:-Desferal pump
| Battery 9 V Mn , 1604. | 1200
| Lamp for Microscope (simple) with accessories and spare parts | 645
| Spare Condenser for still water | 750
| Spare Still body flask water. | 900
| Spare Brush for washing machin T.T | 90
| Paper Roll for Scanner. | 3000
| Boiling chamber Spare for water bath. | 120
| Electrod for PH meter | 66
| Eye pieces for microscope | 9
02-05-00608 | Equipment:Servo ventilator
Company : Siemens-Germany
Model : 900 C
| PC board 7656977599E347E | 84
| PC board7556977854E347E | 84
| PC board7626972079E347E | 84
| PC board7616977953E347E | 84
| PC board 760677938E347E | 84
| PC board 7596977912E347E | 84
| PC board 7586977896E347E | 84
| PC board 7576977870E347E | 84
| PC board 7636980528E347E | 84
| PC board 7666980528E347E | 84
| Pressure transducer6395628E037E | 84
| Pressure transducer6395628E03E | 84
02-05-00609 | Equipment:Monitor
Company : Siemens-Germany
Model : 403-2P
| Spare part 8419 640 E2250 A 103 | 24
| Spare part 73 70737 E2250 A10 | 24
02-05-00610 | Recommended spare parts &accessories for
Equipment:Glass distillator
Company :Russin
| Control unitrQ 2.570.000 | 5box (25 filter /box)
| Flow pickupM 65.132.007 | 5sets (2 fuse /set)
| Float - type flometerM 65.183065 | 5x60g
| Heater (R=520 hm)M 65.863-060 | 450
| Heater (R=550 hm)M 65863.060.01 | 600
| Cooling condenserM 65-883-233 | 600
| VesselM65.887-267 | 600
| Level regulatorM65.887.268 | 600
| ClampM66.272.081-01 | 750
| ClampM66.272.081-03 | 300
| AdapterM66.453.294 | 300
| AdapterM66.453.295 | 600
| RingM67.396.311 | 600
| CasketrQ8.684.070 | 600
| CasketM68.685.107 | 600
| CasketrQ8.684.071 | 600
| FlangrQ8.230.129 | 600
| FlangrQ8.230.130 | 600
| T- piece connectorrQ7.357.251 | 600
| T- piece connector | 450
02-05-00611 | Equipment:X-Ray unit
Company : Siremat Semines/ Germany
| Up-grading for X-ray unit | 3
02-05-00612 | Equipment:X-Ray unit
Company : Shemadzo
| Up-grading for X-ray unit | 3
02-05-00613 | Equipment:Mammographic unit
| Up-grading for Mammographic unit | 3
02-05-00614 | Equipment:Processor
| Up-grading for processor | 3
02-05-00615 | Equipment:Automatic Processor
| Up-grading for Automatic processor | 3
02-05-00616 | Cooled centrifuge (RC-3C) : | 60
Compressor (RSN 4- 0100-CAV copeland R502 V:220 PH:1
02-05-00617 | Deep Freeze | 48
Compressor (1553 8,T13 CAJ 244 6L R502, 220V ,50 HZ, 4.3A Tecumseh
02-05-00618 | Compressor 8 340 &1N 501 ,8 | 12
02-05-00619 | Equipment:Automatic processer
Model:RPX-OMAT Kodak
Marubeni
| Area Acc.Ass.includes PCB 4000 562436 | 30
| BEARING562796 | 60
| BEARING562908 | 60
| BEARING594273 | 60
| BEARING-Ball562416 | 60
| BEARING-Ball595426 | 60
| Belt-Drive562876 | 90
| Black-Relay475498 | 30
| Block-Terminal TB9562569 | 30
| Block-Terminal TB1-TB4475413 | 30
| Block-Terminal TB5475414 | 30
| Block-Terminal TB7-TB8475415 | 30
| BOX-electrical562233 | 30
| BOX-indicator594505 | 30
| Breaket474596 | 15
| Breaket562214 | 15
| Breaket562215 | 15
| Breaket-Dryer roller562723 | 15
| Breaket-entrance594099 | 15
| Breaket-Film Guide462887 | 15
| Breaket-Film Guide594233 | 15
| Breaket-Ground Support562472 | 15
| Breaket-Itousing594524 | 15
| Breaket-Pump602755 | 15
| Breaket-Support Main Drive562639 | 15
| Breaker-Circuit CB1579424 | 30
| Breaker-Circuit CB2475489 | 30
| Breaker-Circuit582396 | 30
| Breaker-Circuit 594469 | 30
| Bushing594240 | 60
| Bushing-Gear594255 | 60
| Buzzer-DS5562244 | 30
| Chain-Bead562218 | 60
| Chain-Deve.rack.594284 | 60
| Chain-Drive ,Wash rack.562819 | 60
| Chain-Fixer rack.594285 | 60
| Chain-Wash rack.594266 | 60
| Chain.2Sleeve ass.562511 | 60
| Developer Rack Ass.562933 | 60
| Developer-to-Fixer Crossover Ass.582925 | 60
| Digital Panel Meter assem.594453 | 30
| Drain Valve Assem594388 | 60
| Dryer Blower Assem594305 | 60
| Dryer Indicator Box Assemb.594389 | 30
| Entrance Cross Over Assem.594124 | 60
| Entrance Roller Assem.594189 | 60
| Fan-Rep.Pump Motor480131 | 30
| Fault Monitor –PCB 5000602724 | 30
| Filter-Developer562790 | 30
| Filter-Line562289 | 30
| Filter-No.3562292 | 30
| Filter Cap Assem.562553 | 30
| Fixer Rack Assem562929 | 30
| Fixer-to-Wash Cross Over Assem.562926 | 60
| Flow Switch Assem.613385 | 30
| Flow Sw.Assem.-Water S9562365 | 30
| Fluid Control CT.BD.Assem.PCB 2000602721 | 30
| Gauge-Pressure Gear 619347 | 30
| Gear594241 | 120
| Gear613398 | 120
| Gear613399 | 120
| Gear-18 teeth594248 | 120
| Gear-19 teeth594151 | 120
| Gear-19 teeth non-Drive594297 | 120
| Gear-20 teeth562615 | 120
| Gear-20 teeth594351 | 120
| Gear-20 teeth594254 | 120
| Gear-20 teeth with Flange.594150 | 120
| Gear-Dryer,15 teeth.594138 | 120
| Gear-Dryer,35 teeth594139 | 120
| Gear-Gudgoen,Roller no.9594291 | 120
| Gear-Main drive Shaft,12 teeth .594137 | 120
| Gear-Motor,(50HZ,38 teeth)562494 | 120
| Gear-Shaft (50 HZ,11 teeth)562495 | 120
| Gear-Worm Lett Hand594479 | 120
| Gear-worm ,Main Drive562543 | 120
| Gear-Worm,Right hand. 594480 | 120
| Hand-Motor 2 Gear480132 | 120
| Heat Sink-U1607798 | 30
| Heater-Developer,(R3),Fixer(R4).562368 | 60
| Heater-Dryer,R2.594308 | 60
| Holder-Lamp ,for infrared ,LED.562452 | 60
| IDLER594253 | 30
| IDLER-Pulley562616 | 30
| Key-Main Drive Motor452044 | 15
| Lamp-DS1,DS2….12V DC562506 | 90
| Motor-Blower ,B1480221 | 30
| Motor-Main Drive, B1594378 | 60
| NO.19 Roller Assem.562837 | 150
| Photo Diode-Specail562760 | 90
| Power Ct.Bd.Assem. –PCB 1000602720 | 30
| Pulley 2 Shaft Assem.562836 | 60
| Recirculation Pump Assem.594391 | 60
| Regulator – Water Pressure,3-50 Pounds480013 | 30
| Relay-K1 , 12V DC600204 | 30
| Relay-K2,Coil :12V DC562693 | 30
| Relay-K3-K8 .562334 | 30
| Relay – K9562245 | 30
| Relay-Solid State621312 | 30
| Replenisher Pump Assem.594392 | 30
| Replenisher Solenoid Valve. Assem.562507 | 30
| Retainer-Bearing594103 | 30
| Retainer-Bearing594135 | 30
| Retainer-Bearing602708 | 30
| Retainer-Filter Cover562484 | 30
| Roller-Deflector,Nos.3,21,24,Block562338 | 150
| Roller-NO.1,594396 | 150
| Roller-NO.10,594343 | 150
| Roller-NO.13,594344 | 150
| Roller-NO.14,594334 | 150
| Roller-NO.17,562914 | 150
| Roller-NO.18,562910 | 150
| Roller-NO.19,459379 | 150
| Roller-NO.2,562394 | 150
| Roller-NO.25,594271 | 150
| Roller-NO.36,562916 | 150
| Roller-NO.5,475453 | 150
| Roller-NO.9,Block594288 | 150
| Roller-NOS.11,29,30562915 | 150
| Roller-NOS.20,22562753 | 150
| Roller-NOS.23,26562752 | 150
| Roller-NOS.27,28562917 | 150
| Roller-NOS.34235562863 | 150
| Roller-NOS.4,31,32.562913 | 150
| Roller-NOS.6,7,8.492101 | 150
| Roller-NO.20 Assem.562757 | 120
| Roller-NO.21 Assem.562333 | 120
| Roller-NO.22 Assem.562754 | 120
| Roller-NO.23 Assem.562755 | 120
| Roller-NO.24 Assem.562868 | 120
| Roller-NO.26 Assem.562756 | 30
| Shaft562839 | 30
| Shaft562864 | 30
| Shaft562867 | 30
| Shaft-Cluster Roller.594236 | 30
| Shaft-Deflector Roller562332 | 30
| Shaft-Drive562797 | 30
| Shaft-Drive594229 | 30
| Shaft-Drive594230 | 30
| Shaft-Drive,Wash Rack562614 | 60
| Shaft-Dryer Belt drive.594140 | 30
| Shaft-Entrance Roller.594133 | 30
| Shaft-Exit Roller.562778 | 30
| Shaft-Impller,…….473955 | 30
| Shaft-Main Drive .594108 | 30
| Shaft-Master Roller .594242 | 30
| Shaft-Rack drive594293 | 30
| Spring .562618 | 150
| Spring-Adjusting,…..480175 | 150
| Spring-Air Tube562609 | 150
| Spring-Compression,-562227 | 150
| Spring-Deflector Roller562329 | 150
| Spring-Dryer Takeup.562560 | 150
| Spring-Extension.459344 | 150
| Spring-Extension.562500 | 150
| Spring-Poppet,Pressure Regulator480178 | 150
| Spring-Receiving Door.562869 | 150
| Spring-Replenisher Pump.480977 | 150
| Spring-Roller.594257 | 150
| Spring-Solenoid.480194 | 150
| Spring-Special.467843 | 150
| Spring-Static…….562453 | 150
| Sprocket613246 | 30
| Sprocket-Drive.594261 | 30
| Stand by ct.BD.Assem.-PCB 3000 .602722 | 30
| Switch-Inter Lock.562369 | 30
| Switch-Meter,S15,S16562281 | 30
| Switch-Rocker.475438 | 30
| Switch-S3-S6,Push-Button .594470 | 30
| Thermistor-Dev.(RT3),Fixer(RT2).562366 | 60
| Thermistor-Dryer,RT1.562370 | 60
| Thermostat-S11,….498281 | 60
| Thermostat-Over temprature.562367 | 60
| Thermostat-S12.498280 | 60
| Thermowell-Dev.2 Fixer.607748 | 60
| Tinsel-Static………562454 | 60
| Transformer-T1,….562246 | 15
| Transformer-T2,….184824 | 15
| Tube-Air,Plastic562761 | 30
| Valve-Solenoid.562810 | 30
| Wash Rack,Assem.594129 | 45
02-05-00620 | Equipment:Dental X-Ray
Model:XQR-85-8
Company:Quayle dental-Britain
| X-Ray Tube Assembly | 60
| Exposure Hand Switch Push Button | 300
| Timer Selector | 150
02-05-00621 | Equipment:Dental X-Ray
Model:Odontax
Company:C.G.R Italy
| X-Ray Tube Assembly | 60
| Exposure Hand Switch Control | 60
| Timer | 60
02-05-00622 | Equipment:X-Ray midiroll-1 (100 mA)
Company:midicor Hungary
| Single tank with x-ray tube 02-04-82584 | 60
| Correction Switch 02-04-02507 | 30
| Exposure hand switch 58-2350 | 90
| Ralay 48V D.C 3000 Re-Co To D.C.T GAM-A | 30
| Gaid for Bueky Device,size | 30
450x450 mm R. 7:1 Line 281cm
F. D . 100CM
| Electronic Timer AO-1 02-04-02506 | 300
02-05-00623 | Equipment:X-Ray midiroll (500 mA)
Company:Neo-Diagnomax III midicor Hungary
| Exposure Contactor (AH1)58-1834 | 30
| Anode-Protective relay SAV-8 220 50HZ (AH6)SAV-8 | 60
| Current relay to check anode rotation VA 31-25, 2.2A 50HZ (AH7,AH8)VA 31-25 | 30
| Fter-exposure blocking SAV-8 190V 50HZ (AH9)SAV-8 | 60
| Timer ratio switch/with vacuum tube Electronic timer of 56-2156 | 60
0.045ec shor-test,exposure time/(AK),ME21-60/uk26/4/
| Mains Correction ratio switch (AK5)61-0024/2 | 30
| Exposure start button GN 1+1 element 250V 6A | 60
(AK7,AK9,AK10)
| Hand switch complete56-3571 | 60
| Au1,x-ray tube loading control electronic relay58-1941/2 | 30
| Ao-1,Timer relay unit63-0019/2 | 30
| V1,Vacuum tube EL84 | 150
| DG11,high-Voltage generator (N)71-8023/2 | 6
| H.V.Cable Socket/receptacle/for Positive high-voltage cable of working place1 max.80kv(ND1,ND2) | 30
| High-Voltage transformer,max. 135KVp,max. 640MA Rontgen 58-2275 | 15
(Q1)-x-ray tube shield at working plase1 with rotating-aronde x-ray tubeDR-153,
| DR125/30/500 | 30
| Rotating-arode x-ray tube (QX1) | 30
| High-Voltage Cables,8m Length each | 30
| Motor for cassette trolly Ip-1,UM1-956-5241 | 30
| Bulb for Diuphram /sr21/6V/25W | 60
| Grid for Bucky Device 28L/cm 7:1 ratio | 30
02-05-00624 | Equipment:Automatic Processer
Model:M6AW Kodak RPX-OMAT
Company:Vimed
| A , Roller assembLy478467 | 150
| B , Roller 473146 | 150
| C , Roller assembLy459482 | 150
| C , Roller assembLy 492182 | 150
| D , Roller 492104 | 150
| E , Roller assembLy462875 | 150
| E , Roller assembLy467562 | 150
| E , Roller assembLy492183 | 150
| F , Roller assembLy467815 | 150
| G , Roller assembLy470086 | 150
| H , Roller assembLy458423 | 150
| H , Roller assembLy492100 | 150
| L , and N Roller assembLies458949 | 150
| T , Roller assembLy745453 | 150
| T , Roller assembLy475453 | 150
| Ball bearing – plastic , rack drive181613 | 60
| Bearing – Ball190481 | 60
| Bearing – Ball192019 | 60
| Bearing – Cross over assembLy 472337 | 60
| Bearing – For P , R458161 | 60
| Bearing – Pulley ass469069 | 60
| Bearing – Pulley ass469079 | 60
| Bearing – Rack driver470378 | 60
| Bearing – Roller465361 | 60
| Bearing – Roller crossover Assem472592 | 60
| Bearing – Roller458389 | 60
| Bearing – Roller469648 | 60
| Bearing – Roller532070 | 60
| Bearing – Small Detector Crossover assemb474003 | 60
| Bearing Assemb20347 | 60
| Bearing 1452128 | 60
| Bell (DSI)452967 | 30
| Belt 39-56-in621480 | 150
| Belt – Blower Motor Main Drive474442 | 150
| Belt Take – up assemb468767 | 150
| Blower Motor assem-1725 RPM474694 | 60
| Blower Motor assem-1725 RPM 474695 | 60
| Break (CB2) – ct.2A500340 | 30
| Break – ct.CB1184815 | 30
| Bushing-Rewet roller473220 | 60
| Bushing-Tank489183 | 60
| Cap-Filter assem,developer537577 | 60
| Capacitor-start-recir.pump motor 477871 | 60
| Capacitor Guard-Drive motor476957 | 60
| Capacitor Guard482375 | 60
| Capacitor480128 | 30
| Chain-Devel459263 | 30
| Chain-Devel,wash rack assem458240 | 30
| Chain-Fixer rack drive462688 | 30
| Chain-Main roller drive469349 | 90
| Check Tube592380 | 30
| Check valve788401 | 30
| Chech valve assem458979 | 30
| Chech valve assem459248 | 30
| Comecting Rod 2 Bearing assemb594837 | 30
| Ct. Breaker-CB3,CB4183836 | 30
| Detector Crossover assem460506 | 30
| Detector Crossover assem474476 | 45
| Develo.Rack Assem478877 | 30
| Develo Tube Assem470134 | 30
| Deve.2 Fixer Tube assem621238 | 30
| Dev.1 Fixer crosso ver assemb474478 | 30
| Draiv valve assem458980 | 30
| Fan596646 | 30
| Fan-Replenisher520381 | 30
| Filter-Developer562790 | 300
| Filter-Air591139 | 300
| Fixer Rack assem513892 | 30
| Fixer Tube assem470133 | 30
| Fixer /wash crossover assem514481 | 30
| Flooded Replensh .Kit495077 | 30
| Gear-29 tooth458385 | 150
| Gear-Helical,crossover drive458182 | 150
| Gear-Helical,roller drive468354 | 150
| Gear-Spur458382 | 150
| Gear-Spur458384 | 150
| Gear-Squeegee470767 | 150
| Gear-Worm458383 | 150
| Gear467564 | 150
| Heater -Developer468521 | 60
| Heater-R1,R2 ٌ 183153 | 30
| Idler Roller Assem470364 | 60
| Idler467563 | 30
| Kodak Thermostatic467631 | 60
| Lamp-L1,L2185480 | 30
| Lamp-Solid State418729 | 30
| Light Lock Strip469014 | 30
| Master Link-Rack drive chain454260 | 30
| Metering Valve assem470115 | 30
| Motor(B2)-Main rack drive482362 | 60
| Motor2 Gear Box-Recircu .Pump492227 | 60
| Overtemp-Thermostat-Thermowell475927 | 60
| Overtemp.Thermostat Assem475931 | 60
| Protector-Thermd186169 | 30
| Pulley-C2E.458901 | 30
| Pulley-Belt Toke-up458508 | 30
| Pulley-Blower Assem474692 | 30
| Pulley-Blower Motor Drive472128 | 30
| Pulley-Blower Motor driven468332 | 30
| Pulley-Blower Motor drive474693 | 30
| Pulley-drive belt458946 | 30
| Pulley-Knurled474388 | 30
| Pulley-Assemb469080 | 30
| Pulley-Knurled474388 | 30
| Pulley-Assemb469080 | 30
| Pulley Assemb469070 | 30
| Rack Bar and channel473597 | 30
| Reci-Pump-Ass.-B3418702 | 45
| Relay(K2)593731 | 30
| Relay(K5)474114 | 30
| Relay(U1)593740 | 30
| Replenisher Pump (B4)477012 | 45
| Resistor-Heat-exchanger492948 | 30
| Roller-C Ass459379 | 30
| Roller-C,E2 H492101 | 30
| Roller-E Ass467565 | 30
| Roller-E,P,R 467017 | 30
| Roller-F Ass467015 | 30
| Roller-K467016 | 60
| Roller-detector579983 | 60
| Roller-detector579984 | 60
| Roller-Rewet Ass460784 | 60
| Roller-Wash rack474619 | 60
| Roller-Wash rack474621 | 60
| Roller470085 | 60
| Sahft-C Rouer Ass476984 | 30
| Segment-chain-rack459333 | 30
| Spring185472 | 300
| Spring-Air Tube562609 | 150
| Spring-Rack drive467843 | 300
| Spring-Retaining508498 | 150
| Spring-Roller drive459344 | 150
| Spring-Squeegee474645 | 150
| Spring turnaround ass467844 | 150
| Spring-Valve471935 | 150
| Sprocket(50HZ)469373 | 30
| Sprocket-Rack drive458187 | 30
| Sprocket-Roller drive454285 | 30
| Sprocket-Roller607833 | 30
| Squeegee Assem470088 | 30
| Strainer Assem472261 | 30
| Strap-Filter Ass473117 | 30
| Switch(S10)-Detect575812 | 30
| Switch-S7186153 | 30
| Switch Harness Assem474119 | 30
| Thermometer-Dev474165 | 60
| Thermometer-Thermostatic458928 | 60
| Thermostat(S3)472992 | 60
| Thermostat472635 | 30
| Thermostat-Developer472949 | 30
| Thermostat-Dryerheater460937 | 30
| Thermostat Assem418724 | 45
| Thermowell469193 | 60
| Timer Assem495093 | 30
| Transformer184824 | 15
| Turnaround Ass460422 | 45
| Valve-Flow control609952 | 30
| Valve-Flow control181637 | 30
| Valve-inlet459981 | 30
| Valve Repair Kit472643 | 30
| Valve varistor (RV1)583178 | 30
| Varistor-RV3474424 | 15
| Varistor-RV3583177 | 15
| Varistor-Assembly418727 | 15
| Wash Rack Assemb596634 | 30
| Well- Thermometer 474155 | 45
| Worm-Left hand rack drive458189 | 30
| Worm-Right-hand rack drive458191 | 30
02-05-00625 | Equipment:Operating screen
Company:WHA-10 Shimadzu
Equipment:C-ARM Stand95260-501
| Brake Pedal01-95312-50 | 15
| Release Pedal95314-501 | 15
| Bearing95319-501 | 15
| Bearing 6006ZZ03006-030 | 15
| Motor 6RK 600A-A40380-077 | 15
| Micro SwitchZ 15-HQ-2130024-064 | 30
| Bearing MB 6030DU40167-031 | 15
| Bearing NAU 4900RE01-01512-50 | 15
| Bearing 608 ZZ01001-030 | 15
| Relay Unit96716-501 | 30
| BRAKE 96734-501 | 30
| Bearing MB 1020 DU40189-031 | 15
| Bearing9983-501 | 30
| Collimator95282-501 | 30
| Cassette Holder96771-501 | 15
| Bearing 6006 ZZ03006-030 | 30
| Bearing 6007 ZZ03007-030 | 30
| Grid-Jc220,515-23W7772050-046 | 15
| Motor-Driven Collimator 95282-501 | 15
02-05-00626 | Equipment:Contorl Box96711-501
| Switch Box96712-501 | 15
| paddle Switch03-14079-06 | 15
| Paddle Switch03-14085-06 | 15
| Connector02670-070 | 15
| Contact04264-071 | 30
02-05-00627 | Equipment:Contorl Assy.AD100P-3C 66833-501
| Auto Transformer86836-51 | 6
| Transformer01-46026-07 | 9
| Power Unit66844-501 | 30
| Capacitor Unit66857-501 | 30
| No Fuse Breaker NF30-CB-2P 20A89705-065 | 30
| Push Button Switch07-54471-06 | 30
| 66879-501 | 3
| Memory Control panel66877-501 | 3
| Terminal Board33113-071 | 30
| Hand Switch Holder63249-501 | 45
| Hand Switch Assy 13675-500 | 45
| Foot Switch67985-501 | 60
| Terminal Board33112-071 | 30
| Qate Control Assy86842-501 | 30
| Mother Board Assy86875-501 | 30
| Power Supply Assy PB-1186894-501 | 45
| Power Supply Assy. PB-186866-501 | 45
| Memory Assy.PB-266869-501 | 45
| KV control Assy. PB-366871-501 | 45
| MAS control Assy.PB-366873-501 | 45
| MA control Assy.PB-666889-501 | 45
| Expander Board02-65474-50 | 21
| Fan 60403-042 | 15
| 25 D711A Transistor27711-060 | 60
| R,QG-40W 10 Resistor 50-424202-05 | 60
| R,QG-40W5 Resistor50-42401-05 | 60
02-05-00628 | Equipment:Control Panel66879-501
| Push Button Switch07-54471-06 | 30
| Lamp For Push Button Switch02-62965-06 | 60
| Resistor ,RS1/2 10000-20510-05 | 30
| Capacitor ,CE04W 50V3.3UF41132-056 | 30
| A/D Converter01-66885-50 | 45
| Control Panel Board Assy67630-501 | 30
| MAS indicator Assy67632-501 | 30
02-05-00629 | Equipment:Memory Control Panel66877-51
| Push Button Switch07-54471-06 | 30
| Lampfor Push Botton Switch02-62965-06 | 60
| Capacitor10-62543-01 | 15
| Resistor ,100 1/4P00-71010-05 | 30
| 66879-501 | 3
| Memory Control panel66877-501 | 3
| Terminal Board33113-071 | 30
| Hand Switch Holder63249-501 | 45
| Hand Switch Assy 13675-500 | 45
| Foot Switch67985-501 | 60
| Terminal Board33112-071 | 30
| Qate Control Assy86842-501 | 30
| Mother Board Assy86875-501 | 30
| Power Supply Assy PB-1186894-501 | 30
| Power Supply Assy. PB-186866-501 | 30
| Memory Assy.PB-266869-501 | 30
| KV control Assy. PB-366871-501 | 30
| High Volltage Transformer Assembly01-87695-50 | 90
With X-Ray Tube Complete .
| High Voltage Transformer67283-501 | 15
| Filament Transformer 6675-501 | 15
| MD-100X08C Diode14752-060 | 30
| O-Ring10219-026 | 60
| X-Ray Tube22885-532 | 60
| Bellows86486-501 | 30
| Terminal Board06-30181-07 | 30
| O Ring10228-036 | 30
| Micro Switch32226-064 | 30
| Sealing Terminal66481-501 | 30
02-05-00630 | Equipment:CT-Scanner
Model: Somatom HIQ
Company / Manifacturer: Siemens
Quantity: 1
Site: Neurosurgical Hospital
| THA 156 CT-103MS 1125660 | 6
| ASSEMBLY GROUP 7441967 | 6
| COMI-C D9 8788465 | 6
| DC MODULE D12 7484652 | 6
| SWITCH-IN-B. D16 8199689 | 6
| ROTATION D18 8530024 | 6
| DIAPHRAGM CONTR. D18 8789158 | 6
| COORD.-CONTR 7484751 | 6
| PLUS-CONTR.B.D20 8530065 | 6
| COORD.-CONTR. D21 1160139 | 6
| REP PROZESSOR M16 D28 1183156 | 6
| REP CPU-BOARD 4673976 | 6
| CONVERTOR;AC-DC 3173929 | 6
| MICROSWITCH 1070721 | 6
| COMI-SCS-FIRMWARE 8791030 | 6
| SCU-FIRMWARE 1160170 | 6
| DIAZED FUSE1005370 | 6
| DIAZED FUSE | 6
3010022
| DIAZED FUSE | 6
1009505
| FUSE | 6
1068030
| FUSE | 6
3032083
| LIGHT BARRIER BOARD | 6
8327520
| TEMP.-SWITCH F.TUBE | 6
4665105
| MICROSWITCH | 6
4664397
| BOARD | 6
8530529
| BOARD | 6
8530545
| REP FILTER-CARD D32 | 6
1123632
| L.BUFFER B.D4A02 | 6
1123947
| FUSE | 6
3031168
| FUSE | 6
3041837
| FUSE ELEMENT | 6
1039650
| BOARD | 6
8530644
| BOARD | 6
8530701
| TIMING-CARD | 6
8530727
| TRANSMETTER D15 | 6
8530743
| FUSE | 6
1003300
| DIAZED FUSE | 6
1011147
| DIAZED FUSE | 6
1007152
| DIAZED FUSE | 6
1010420
| DIAZED FUSE | 6
1007145
| BOARD | 6
4393708
| GAS SPRING | 6
7042583
| POTENTIOMETER | 6
8197402
| BELT | 6
8435174
| POWER AMPLIF. | 6
7424567
| BOARD | 6
8326522
| BOARD | 6
8790560
| KOLDER | 6
8326373
| SUPPORT | 6
8435463
| STRAP | 6
2021582
| INTERFACE BOARD | 6
9351032
| POWER SUPPLY BOARD | 6
6931984
| ROT.ANODECONTER.BOARD | 6
9102278
| THYRISTOR-DIOD(-)CPL | 6
9307430
| THYRISTOR-DIOD(+)CPL | 6
9307265
| CARBON BRUCH | 6
9017989
| TOOTH BELT | 6
6983704
| MOTOR | 6
9572827
| BOARD | 6
8790669
| BOARD | 6
8790701
| BOARD | 6
8869653
| BOARD | 6
7760655
| BOARD | 6
8786774
| BOARD | 6
8786543
| BOARD | 6
8790933
| POWER SUPPLY | 6
3173911
| BOARD | 6
3174703
| MODULE | 6
7760606
| BOARD | 6
8530081
| SWITCHING POWER SUPPLY | 6
3167210
| REP REGULATOR | 6
7712334
| REP BOARD | 6
8725830
| REP CENTRAL UNIT D21 | 6
8119158
| REP SYSTEMIP-186 D29 | 6
8720500
| REP VP-ZE D30 | 6
8041402
| REP VP-PIPE 1 D32 | 6
8041444
| REP VP-PIPE 2 D33 | 6
8041469
| REP BOARD | 6
8725855
| REP FIFO 1M BYTE D65 | 6
8719155
| REP BOARD | 6
8729568
| REP BOARD | 6
8719114
| REP BOARD | 6
8719130
| REP BOARD | 6
8726549
| REP BOARD | 6
8735789
| FLOPY DRIVE | 6
4762415
| FUSE | 6
3113636
| FUSE | 6
4721726
| HV TRANSFORMER H1 | 6
9017757
02-05-00631 | Equipment:C-arm
Model: SIREMOBIL 2C
Company / Manifacturer: Siemens
Quantity: 1
Site: MOUSEL HOSPITAL
| SIREMOBIL COMPACT; 17CM # 50HZ | 3
0044 06 638 RVR21
| MEMOSKOP C-E. | 3
044 17 007 RVR21
| STANDARED MONITOR 44 CM SMC | 3
044 06 679 RVR21
02-05-00632 | Equipment:EEG
Model: EEG 160-5
Company / Manifacturer: Siemens
Quantity: 1
Site: MOUSEL HOSPITAL
| 16 CHANNEL EEG REGISTRATION ED24 | 3
F01 03 720
| ELECTRONIC HEAD BOX | 3
F02 10 025
| CONNECTING CABLE FOR HEAD 1-5 M | 3
F03 84 049
| POWER CABLE | 3
F08 81 210
| PACKS OF Z FOLD PAPER (1000 SH.) | 6
F07 58 252
| INSTRUCTION MANUALS ENGLISH | 6
F05 00 161
| MOBILE STAND FOR HEAD BOX | 3
F05 03 260
| EEG EVALUATION RULER | 3
F05 07 410
| UNIVERSAL- HEADCAP SET | 6
F05 01 001
| THERMAL PAPER FOR ED 24 | 6
F07 58 252
02-05-00633 | Equipment:Radiography
Model: SIREGRAPH / GIGANTOS
Company / Manifacturer: Siemens
Quantity: 1
Site: BASRAH HOSPITAL
| SIREGRAPH CF & 33-4, SX65, FLC | 3
044 18 963
| INSTALLATION BOARD # CF | 3
044 66 090 RHB32
| MULTILINE GRID FIXED # CF | 3
044 22 734
| KEYBOARD, ENGLISH | 3
030 63 468 B5110
| HARDCOPY INTERFACE, DIG. 26M | 3
011 63 307 X1755
| CARRIAGE FOR 1 MONITOR 44CM #CF | 3
044 19 011
| SIMOMED 44CM HM + ROT. TILT. CO | 3
044 19 037
| DRYSTAR 3000 DIGITAL | 3
051 40 137 Y1990
| DRYSTAR 3000 BLUE BASE FILM | 3
051 41 044 Y1990
02-05-00634 | Equipment:Radiography
Model: PANTOSKOP / GIGANTOS
Company / Manifacturer: Siemens
Quantity: 1
Site: BASRAH HOSPITAL
| SIREGRAPH CF & 23-3, VDI, LX50#50 | 3
044 14 160 UD35N
| INSTALLATION BOARD # CF | 3
044 66 090 RHB32
| BUCKY WALL UNIT- CX F 70- 150 R # | 3
044 18 815 RVD13
| HEAD REST # SG. CF | 3
044 66 074 RHD32
| FOOT REST # SG.CF | 3
044 66 058 RHD32
| LEG HOLDER # SG.CF | 3
044 66 066 RHD32
| FOOT SWITCH F.FLUORSC.+RADIOGR | 3
016 74 808 G5392
02-05-00635 | Equipment:Radiography
Model: BUCKYMATT ORGANOMATIC
Company / Manifacturer: Siemens
Quantity: 1
Site: BASRAH HOSPITAL
| MULTIX PRO-P | 3
044 13 063 UB201
| POLYDOROS LX50L&THA # M.P,T | 3
044 13 196 UB212
| CONTROL CONSOL # LX | 3
011 75 640 X2187
| CONTROL CONSOLE CABLE 8M # X | 3
011 70 096 X2076
| VERTIX PRO # L | 3
044 15 068 UB207
| KLR-GRID PB12/40 F 150CM | 3
089 52 418 G1512
| COMPRESSION BELT, CPL | 3
098 15 861 G2079
| CASETTE HOLDER WITHOUT CLAMP | 3
054 78 151 G2079
| TOMO. HEIGHT-LIGHT LOCALIZER #M | 3
038 34 004 G050G
02-05-00636 | Equipment:Mobile X-Ray
Model: MOBILLETTE
Company / Manifacturer: Siemens
Quantity: 1
Site: BASRAH HOSPITAL
| SIREMOBIL COMPACT; 17CM # 50HZ | 3
044 06 638 RVR21
| MEMOSKOP C-E | 3
044 17 007 RVR21
| STANDARED MONITOR 44 CM SMC | 3
044 06 679 RVR21
02-05-00637 | Equipment:Radiography
Model: KINOGRAPH/HELIOPHOS
Company / Manifacturer: Siemens
Quantity: 1
Site: BASRAH HOSPITAL
| SIRESKOPE CX & 23-2, VDI, LX50#50 | 3
044 18 609 UD100
| CONTROL CONSOLE LX # CX (N) | 3
044 18 690
| MONITOR -CARRIAGE 44CM CX(N) | 3
044 18 716 UD143
| BUCKYTABLE & BD-STAND # CX (N) | 3
044 18 740 UD108
| BUCKYWALL UNIT-CX F70-150 L # | 3
044 18 807 RVD13
| HEAD SUPPORT # CX/SX | 3
027 67 304 G2079
| SHOULDER SUPPORTS (1PAR) #TABLE | 3
098 15 721 G2079
| COMPRESSION BELT, CPL. | 3
098 15 861 G2079
| KNEE SUPPORTS (LEFT AND RIGHT) | 3
074 29 426 G2079
| FOOT SWITCH FLUORO+RADIOGRAPHY | 3
044 21 900
02-05-00638 | Equipment:Ct-Scanner
Model: MIMOR 3
Company / Manifacturer: Siemens
Quantity: 1
Site: BASRAH HOSPITAL
| SOMATOM AR.HPX | 3
044 11 1285 CV213
| POWER DISTRIBUTOR 400 | 3
044 89 159 CV241
| COLOR OPTION PEARL WHITE # AR | 3
044 10 945 CV21A
| DIGITAL DOC. CONNECTION # AR | 3
044 89 225 CV853
| 3D DISPLAY # AR | 3
044 89 191 CV530
| DYNAMIC CT # AR | 3
044 89 175 CV251
| OPTICAL DISK STORE MOD | 3
044 89 324 CV753
| DRYSTAR 3000 DIGITAL | 3
051 40 137 Y1990
| DRYSTAR 3000 BLUE BASE FILM | 3
051 41 044 Y1990
02-05-00639 | Equipment:CT-SCANNER
Model:HIQ
Company / Manifacturer: Siemens
Quantity: 1
Site: MEDICAL CITY HOSPITAL
| THA 156 CT-103MS | 6
1125660
| DIOD | 6
1099258
| PAG-ADC-B.D12 | 6
1123699
| R.BUFFER B.D5A02 | 6
1123962
| ADAPT. BOARD | 6
1160071
| BOARD D43 | 6
1160147
| BOARD | 6
1160212
| PROCESSOR M16 D16 | 6
1183172
| PROM D3.16 12V | 6
1183305
| TRANSFORMER | 6
1274034
| POTENTIOMETER | 6
3028099
| THERMOSTAT | 6
3054731
| THERMOSTAT | 6
3055472
| SPOOL POWER D78 | 6
3102105
| ROCKER SWITCH | 6
3104775
| RECTIFIER SET | 6
3109084
| POTENSIOMETER | 6
3124906
| MICROSWITCH | 6
3143492
| POWER SUPPLY | 6
3146222
| BOARD | 6
3159704
| LINE FILTER | 6
3169893
| O-HIGH-VOLTAGE CABLE | 6
4267464
| POWER SUPPLY | 6
4661443
| MEMORY BOARD | 6
4684080
| FIBER OPTIC. CABLE | 6
4695169
| BOARD | 6
4785093
| CONTROL UNIT | 6
4785127
| M CPU MODULE | 6
4785150
| BOARD | 6
4785168
| BELT 60HZ | 6
4791372
| POWER SUPPLY | 6
4799342
| MOTOR DC | 6
4799359
| TACH. SENSOR | 6
4799391
| PROM | 6
5487947
| BOARD D2 M.T201 | 6
6052380
| RECTIFIER BRIDGE+D17 | 6
6052406
| FUSE | 6
6067110
| CONTACTOR | 6
6458645
| TRANSFORMER M4 | 6
6922496
| BELT | 6
7039522
| ASSEMBLY GROUP | 6
7439755
| SELECTOR | 6
7715337
| MEMORY BOARD | 6
7731870
| INTERFACE BOARD | 6
7732043
| POWER SUPPLY | 6
7757511
| POWER REGULATOR | 6
7757933
| SELECTOR | 6
7759780
| INTEGRATED CIRCUIT | 6
7759822
| VARISTOR | 6
8044208
| SWITCH | 6
8073728
| INTEG.ARTHIM. D22 | 6
8119174
| BOARD | 6
8199556
| BOARD | 6
8199820
| CPU BOARD D1 | 6
8330003
| MOTOR CONTROL BOARD D2 | 6
8330029
| BOARD | 6
8344905
| BOARD | 6
8344921
| DIOD CPL | 6
8439960
| BOARD | 6
8526501
| BOARD SCU D32 | 6
8530040
| MMXRAM 2MBYTE D2 | 6
8584385
| MEM.C.TR.2M BYTE D50 | 6
8584401
| INSMEN 128 KBYTE D8] | 6
8719023
| Q-BUS BOARD D13 | 6
8720211
| BOARD | 6
8721144
| COMAD PCB D8 | 6
8728412
| 16 MBYTE RAM D6 | 6
8730384
| SDC D20 | 6
8730400
| FRONT ADAPTER BD. D17 | 6
8730459
| BOARD | 6
8731143
| BOARD | 6
8731168
| BOARD | 6
8731184
| BOARD | 6
8732794
| BOARD | 6
8735177
| BOARD | 6
8735821
| PAL-RAMCON. D71 (VA1) | 6
8737272
| MONITOR FIRMWARE | 6
8738676
| MONITOR PLUS FIRMWARE | 6
8738684
| DIG.CAMERA FIRMW. | 6
8738726
| 3M DIG. CAMERA FIRMWARE | 6
8738734
| BOARD | 6
8786501
| POWER SWITCH CONN. | 6
8786659
| BOARD | 6
8786840
| BOARD | 6
8786865
| BOARD | 6
8786881
| DISPLAY | 6
8787053
| LIMIT VALUE SW. D2 | 6
8787079
| MONITORING BOARD D3 | 6
8787095
| PROM | 6
8787111
| BOARD | 6
8787426
| POWER SUPPLY | 6
8789612
| BOARD | 6
8790545
| BOARD | 6
8790586
| BOARD | 6
8790735
| BOARD | 6
8868515
| PROM SET D15 | 6
8870339
| PPU-FW 023/036 | 6
8959421
| FIRMWARE | 6
8959835
| CONDENSER BATTERY | 6
9006479
| CONTACTOR | 6
9017468
| ISOSTAT | 6
9017849
| BOARD | 6
9046780
| FUSE | 6
9138199
| FUSE | 6
9138207
| BOARD | 6
9174780
| VOLTAGE REGULATOR | 6
9391830
| TOOTHED WHEEL | 6
9567231
| BOARD | 6
9567405
| FILTER D3 A02 | 6
9793266
| BOARD D1 | 6
9017971
| PROM | 6
9129701
| BOARD D2 | 6
9174731
| BOARD D5 | 6
6931984
| BOARD D10 | 6
9351214
02-05-00640 | Equipment:Angiography
Model: ANGIOGRAM
Company / Manifacturer: Siemens
Quantity: 1
Site: AL SHAHEED ADNAN HOSPITAL
| MOTOR | 3
9122730
| POTENTIOMETER | 3
6974372
| BOARD | 3
6863070
| MOTOR | 3
9031469
| MOTOR | 3
6956668
| BELT | 3
6798599
| BALL BEARING | 3
6076079
| CHAIN | 3
6819858
| CHAIN | 3
6819841
| SPARE PART KIT | 3
9114695
| BALL BEARING | 3
6833503
| BALL BEARING | 3
6079990
| CONTACTOR | 3
3132446
| RELAY | 3
6067714
| RESISTOR | 3
6669519
| TRANSFORMER | 3
6833321
| RECTIFIRE BRIDGE | 3
6775092
| TRANSFORMER | 3
6852834
| MOTOR | 3
6806426
| MOTOR CPL. | 3
6912356
| TRANSFORMER | 3
6801294
| CIRCUIT BOARD | 3
9006180
| BOARD | 3
2893048
| BOARD | 3
4700902
| BOARD | 3
4757225
| BOARD | 3
4766440
| BOARD | 3
4757233
| BOARD | 3
4757241
| BOARD | 3
4737136
| BOARD | 3
2893253
| BOARD | 3
4737151
| BOARD | 3
4757258
| BOARD | 3
7174469
| BOARD | 3
8384034
| BOARD | 3
4382859
| BOARD | 3
4762530
| BOARD | 3
4766424
| BOARD | 3
2893170
| REPLACEMENT F.D89 | 3
3773830
| BOARD | 3
5374392
| BOARD | 3
8404840
| POWER SUPPLY | 3
3151677
| POWER SUPPLY | 3
3151685
| BOARD | 3
8032286
| BOARD | 3
8605081
| REPLACEMENT F.D89 | 3
3773830
| BOARD | 3
8032203
| BOARD | 3
8605065
| BOARD | 3
5402748
| BOARD UL8A | 3
5436662
| BOARD | 3
8337149
| BOARD | 3
8337958
| BOARD | 3
8030694
| TRANSFORMER | 3
3137056
| BOARD D9 | 3
5402516
| BOARD | 3
7301443
| BOARD | 3
8353591
| BOARD | 3
7381403
| BOARD | 3
7381429
| BOARD | 3
8188724
| BOARD D20 | 3
8106171
| BOARD | 3
8337164
| BOARD | 3
8460545
| BOARD | 3
8404329
| BOARD D24 | 3
7132095
| BOARD | 3
8133779
| BOARD | 3
8455974
| BOARD | 3
8455958
| BOARD | 3
8030322
| BOARD | 3
7354277
| BOARD | 3
8166266
| MA-BOARD #PL-LINE | 3
8455727
| BOARD | 3
8337206
| BOARD | 3
8151946
| BOARD | 3
7417405
| D53 BOARD | 3
7417421
| BOARD | 3
7228091
| BOARD | 3
9753476
| BOARD D70 | 3
8460701
| BOARD | 3
3151818
| BOARD | 3
3151800
| BOARD | 3
3151792
| BOARD | 3
3151784
| BOARD | 3
8165078
| TRANSFORMER | 3
7471915
B771:C772
| TRANSFORMER | 3
7470164
| TRANSFORMER | 3
7471980
| TRANSFORMER | 3
7470149
| CONTACTOR | 3
3139805
| CONTACT SET | 3
4677167
| CONTACTOR | 3
3126349
| TRANSFORMER | 3
7258353
| RECTIFIER SET | 3
1094648
| CONTACTOR | 3
3128683
| RECTIFIER SET | 3
3109048
| TRANSFORMER | 3
3151289
| THYRISTOR | 3
3151263
| COIL | 3
8058612
| BOARD | 3
8187114
| BOARD | 3
8165136
| BOARD | 3
7417389
| INVERTER | 3
8619975
| BOARD | 3
8338261
| BOARD D43 | 3
8165151
| COIL | 3
7416340
| COIL | 3
7416399
| TRANSFORMER | 3
3151289
| COIL | 3
8166597
| BOARD | 3
8055956
| BOARD | 3
8055931
| VARISTOR ESD | 3
3150034
| BOARD | 3
8060956
| CONTACTOR | 3
3128600
| CONTACTOR | 3
3132438
| RELAY | 3
1011030
| BOARD | 3
8701187
| BOARD | 3
8461204
| BOARD | 3
4945556
| BOARD | 3
1802222
| CONTACTOR | 3
3126323
| RECTIFIER SET | 3
3002573
| DISTRI.STRIP ADAPTER | 3
7210289
| EXTENDER BOARD 32/48P | 3
4081824
| EXTENDER BOARD | 3
8133944
| BOARD | 3
8402265
| TUBE ASSEMBLY | 3
8761314
| BOARD | 3
8032260
| BOARD | 3
8404840
| BOARD | 3
8030678
| BOARD | 3
8032302
| BOARD D2 | 3
8072571
| BOARD D3 | 3
8617524
| BOARD | 3
8338626
| BOARD D7 | 3
8382590
| BOARD D8 | 3
8604951
| BOARD | 3
8105405
| BOARD | 3
8619710
02-05-00641 | Equipment:UROLOGY X-RAY
Model: UROLOGY X-RAY
Company / Manifacturer: Siemens
Quantity: 1
Site: AL SHAHEED ADNAN HOSPITAL
| UROSKOP D 3, RBV 40 | 3
044 90 835 RVL54
| UROSKOP D - INSTALLATION PLATE# | 3
044 23 211 RVL54
| MONITOR CART#URK D3 | 3
044 23 245 RVL54
| CABLE SET 26 M # FL-H/MFK | 3
044 90 421 RV041
| BASIC EQUIPMENT#URK D3 | 3
044 23 260 RVL54
| FOOT SWITCH F.FLUOROSC.+RADIOGR | 3
044 16 876 G5392
| HEAD WADGE WITH HOLDER# | 3
044 23 286 RVL54
| STANDARD SET OF PADDING#URK-D. | 3
044 23 294 RVL54
| CHILD LEG SUPPORT INSERTS#URK-D | 3
044 23 310 RVL54
| HOLDER FOR PLASTIC DRAIN# | 3
044 23 328 RVL54
| PLASTIC DRAIN BAGS (20 PCS.)# | 3
044 23 336 RVL54
| ATTACHM. F. PLAST.DRAIN, HEAD# | 3
044 23 351 RVL54
| FOOT REST, LONG # URK-D. | 3
044 23 369 RVL54
| MICTURITION SEAT, ROTAT.#URK-D | 3
044 23 377 RVL54
| PATIENT ARM REST # URK-D. | 3
044 16 884 G5392
| INFUSION BOTTLE HOLDER# | 3
044 23 385 RVL54
| MEDICAL CREPE PAPER, 59X37CM # | 3
044 23 393 RVL54
| COMPRESSION -BELT (OP-RAIL)# | 3
044 23 401 RVL 54
| RADIATION PROTECTION, REMOVABLE# | 3
044 23 419 RVL54
| HAND RESTRAINTS (2 PIECES) # | 3
044 23 427 RVL54
| SHOULDER SUPPORT# | 3
044 23 435 RVL54
02-05-00642 | Equipment:UROLOGY X-RAY
Model: UROLOGY X-RAY
Company / Manifacturer: Siemens
Quantity: 1
Site: AL SHAHEED ADNAN HOSPITAL
| MODULARIS URO | 3
055 31 012 J1048
| SIREMOBIL ISO-C 23CM # 50HZ | 3
044 16 363 RVR21
| MEMOSKOP | 3
044 16 397 RH057
| KEYBOARD, UNIVERSAL # SMC | 3
037 78 391 G5429
| MONITOR SIMOMED, 44 CM # SMC | 3
044 06 687 RVR21
| MULTISPOT 2000-2 # SMC | 3
044 06 711 RVR21
| LEG SUPPORT COXAFIX (1 PAIR)# | 3
056 66 255 J1048
| CHILD LEG SUPPORT INSERTS#MO | 3
044 16 504RVL13
| LOWER BODY PROTECTION#MO | 3
044 16 512 RVL13
| PATIENT ARM REST #MO | 3
056 66 305 J1048
| ANESTHETIC BRACKET # MO | 3
044 16 520 RVL13
| INFUSION BOTTLE HOLDER #MO | 3
044 16 538 RVL13
| SHOLDER SUPPORT # MO | 3
044 16 546 RVL13
| HOLDER FOR PAPER ROLL | 3
056 66 354 J1048
| MEDICAL CREPE PAPER, 9X50 M#MO | 3
044 16 553 RVL13
| HOLDER FOR PLASTIC DRAIN #MO | 3
056 66 388 J1048
| PLASTIC DRAIN BAGS (20 PCS.) #MO | 3
044 16 579 RVL13
| FOOT SWITCH, 8 FUNCTIONS #MO | 3
056 66 404 J1048
| HAND RESTRAINTS (2 PIECES) #MO | 3
044 16 587 RVL13
02-05-00643 | Equipment:Radiography
Model: SIREGRAPH D
Company / Manifacturer: Siemens
Quantity: 1
Site: AL SHAHEED ADNAN HOSPITAL
| SIREGRAPH CF & 33-4, SX65, FLC | 3
044 18 963
| INSTALLATION BOARD # CF | 3
044 66 090 RHB32
| MULTILINE GRID FIXED # CF | 3
044 22 734
| KEYBOARD, ENGLISH | 3
030 63 468 B5110
| HARDCOPY INTERFACE, DIG. 26M | 3
011 63 307 X1755
| CARRIAGE FOR 1 MONITOR 44 CM # CF | 3
044 19 011
| SIMOMED 44 CM HM+ ROT. TILT. CO. | 3
044 19 037
| DRYSTAR 3000 DIGITAL | 3
051 40 137 Y1990
| DRYSTAR 3000 BLUE BASE FILM | 3
051 41 044 Y1990
02-05-00644 | Equipment:X-ray Generator
Model: POLYDOROS 50 GENERAL
Company / Manifacturer: Siemens
Quantity: 1
Site: AL SHAHEED ADNAN HOSPITAL
| BOARD | 3
4742565
| TRANSFORMER | 3
359133
| RECTIFIER | 3
3045127
| RECTIFIER | 3
3045119
| POWER SUPPLY | 3
3151685
| BOARD | 3
9746330
| BOARD | 3
8458085
| FIRMWARE | 3
8695611
| BOARD | 3
8458044
| BOARD | 3
8458101
| BOARD | 3
8593964
| BOARD | 3
8458127
| MULTIPL.VOLTAGE SUPPLY D5 | 3
1293257
| TRANSFORMER | 3
8462103
| 220V BOARD ESD | 3
8693111
| BOARD D906 | 3
8606063
| BOARD | 3
8134173
| BOARD | 3
8463374
| BOARD D900 | 3
8695934
| BOARD | 3
8605271
| BOARD E 00% ZO1 | 3
8692618
| BOARD D8 | 3
8604951
| BOARD | 3
8061509
| BOARD | 3
8061566
| BOARD | 3
8061582
| DEVICE PL | 3
8711384
| BOARD | 3
8061624
| BOARD | 3
7228117
| FIRMWARE | 3
8695728
| BOARD | 3
8619470
| BOARD | 3
1107734
| CONVERTER;AC-DC | 3
3173929
| BOARD | 3
8617201
| BOARD | 3
8702557
| RAM | 3
3166261
| BOARD | 3
8702359
| SOFTWARE#PL 50 S | 3
8702565
| SOFTWARE#PL 80 S | 3
8702573
| FIRMWARE | 3
9752247
| FIRMWARE | 3
1172985
| PROM | 3
3178134
| RAM | 3
3166261
| BOARD | 3
8460958
| BOARD | 3
9746504
| BOARD | 3
1172217
| FIRMWARE | 3
8695538
| BOARD | 3
8702128
| PAL SOFTWARE, 80KW#PL80 | 3
8706848
| FIRMWARE | 3
8703399
| BOARD | 3
8697401
| PROM | 3
8697419
| BOARD | 3
8706541
| BOARD | 3
1109847
| FIRMWARE | 3
1109854
| BOARD | 3
8700726
| FIRMWARE | 3
8702599
| BOARD | 3
8460743
| BOARD | 3
1101588
| FIRMWARE VIDOMATIC P | 3
8706020
| FIRMWARE | 3
1107072
| FIRMWARE | 3
1172993
| RAM | 3
3166261
| PROM | 3
3178134
| BOARD | 3
9745712
| FIRMWARE | 3
8695603
| BOARD | 3
9746892
| FIRMWARE | 3
8618472
| BOARD | 3
8606253
| BOARD | 3
8606279
| BOARD D901 | 3
8459810
| FIRMWARE | 3
1165138
| BOARD D902 | 3
8697484
| FIRMWARE | 3
1165096
| CONTACTOR | 3
3126323
| TRANSFORMER | 3
8694523
| BOARD | 3
8460768
| BOARD | 3
8706509
| BOARD | 3
8460800
| TRANSFORMER | 3
8698938
| TRANSFORMER | 3
1440767
| TRANSFORMER | 3
8462475
| RECTIFIER SET ESD | 3
7734817
| BOARD UL8A | 3
5436662
| BOARD | 3
1108559
| BOARD | 3
8696106
| BOARD | 3
8706558
| TRANSFORMER | 3
3151289
| BOARD | 3
8617136
| INTEGRATED CIRCUIT | 3
4668414
| FIRMWARE | 3
8695603
| TRANSFORMER | 3
9750407
| TRANSFORMER | 3
3151289
| INVERTER D66 | 3
8061608
| BOARD | 3
8455149
| BOARD | 3
8324642
| BOARD | 3
8383788
| RECTIFIER SET | 3
3158318
| BOARD | 3
8061103
| BOARD | 3
8618381
| BOARD | 3
8402232
| BOARD | 3
8459695
| BOARD | 3
8016412
| THYRISTOR | 3
3159449
| THYRISTOR | 3
3159431
| BOARD | 3
8594111
| BOARD | 3
8609125
| BOARD | 3
8055931
| TRANSFORMER | 3
5722806
| BOARD | 3
8161424
| BOARD | 3
8055790
| BOARD | 3
8619405
| TRANSFORMER | 3
3118791
| TRANSFORMER | 3
7754484
| BOARD | 3
8619421
| BOARD | 3
8455420
| BOARD | 3
3153301
| BOARD | 3
3153293
| BOARD | 3
8617300
| SERV.BOARD D920 | 3
8706418
| EXTENDER BOARD 32/48P | 3
4081824
| EXTENDER BOARD | 3
8133944
02-05-00645 | Equipment:Radiography
Model: VERTIX 2 MULTIX H
Company / Manifacturer: Siemens
Quantity: 1
Site: AL SHAHEED ADNAN HOSPITAL
| PLANIGRAPHIC EXTENTION # PL-S | 3
8706889
| PLANI INTOMATE P#PL-S | 3
8703415
| PAL-DIGIMATIC | 3
8711319
| CONNECTION THERAPY#PL-S | 3
9752288
| LITHIUM BATTERY | 3
3146073
| RELAY | 3
3177227
| PROGRAM STORE # POLYMATIC | 3
8458432
| REP PROGRAM STORE #POLYMATIC | 3
5724752
| FIRMWARE VIDOMATIC P | 3
8706020
| FIRMWARE | 3
1107072
| FIRMWARE | 3
8695603
| BOARD | 3
9746892
| FIRMWARE | 3
8618472
| BOARD | 3
8606253
| BOARD | 3
8606279
| KK INTERFACE#PROG.REMOT.CONT. | 3
8606295
| KK INTERFACE#POLYMATIC SYSTEM | 3
8606311
| BOARD D901 | 3
8459810
| SOFTWARE E INTOMATE P#PL-S | 3
8712051
| SOFTWARE 1#INTOMAT P | 3
8607251
| PLANI - INTOMAT P | 3
8607269
| MF-HIGH TENSION TRANSFORMER | 3
8610339
| MF-HIGH TENSION TRANSFORMER | 3
1290043
| STARTING DEVICE 50/60 HZ#PL-S | 3
8605669
| STARTING DEVICE 20/180 HZ#PL-S | 3
8605461
| SOFTWARE STARTING DEVICE # PL | 3
8711384
| ASSEMBLY GROUP | 3
8059388
| BOARD | 3
8061608
| BOARD | 3
8383788
| DIAZED FUSE | 3
1010420
| DIAZED FUSE | 3
1011147
02-05-00646 | Equipment:Mobile X-Ray
Model: MOBILETT
Company / Manifacturer: Siemens
Quantity: 1
Site: AL SHAHEED ADNAN HOSPITAL
| DISPLAY BOARD | 3
9102328
| CPU BOARD WITHOUT PROM | 3
9046897
| REMODELLING KIT | 3
6081637
| SOFTWARE, PROM KIT | 3
6022979
| INVERTER UNIT CPL | 3
6968960
| CURRENT TRANSFORMER | 3
9041948
| I/O BOARD | 3
9138538
| CAPACIT.CHARGE BOARD | 3
9174624
| DRIVE CIRCUIT | 3
6713077
| CAPACITOR 10000 MYF | 3
6597215
| POWER DISTREB.FIELD | 3
9336660
| TRANSFORMER | 3
9041963
| ROTATION UNIT | 3
6953210
| AC/DC CIRCUIT BOARD | 3
6899546
| FILAMENT BOARD | 3
9006040
| ASSEMBLY DETAILS | 3
6088454
02-05-00647 | Equipment:Mobile X-Ray
Model: MOBILETT
Company / Manifacturer: Siemens
Quantity: 1
Site: AL SHAHEED ADNAN HOSPITAL
| MOBILETT PLUS | 6
062 15 300 X037E
02-05-00648 | Equipment:C-ARM X-RAY
Model: Siremobile
Company / Manifacturer: Siemens
Quantity: 1
Site: AL SHAHEED ADNAN HOSPITAL
| SIREMOBIL COMPACT;17CM # 50HZ | 6
044 06 638 RVR21
| MEMOSKOP C-E. | 6
044 17 007 RVR21
| STANDARD MONITOR 44 CM SMC | 6
044 06 679 RVR21
02-05-00649 | Equipment:EEG
Model: EEG M/C
Company / Manifacturer: Siemens
Quantity: 1
Site: AL SHAHEED ADNAN HOSPITAL
| 16 CHANNEL EEG REGISTRATION ED24 | 3
F01 03 720
| ELECTRONIC HEAD BOX | 3
F02 10 025
| CONNECTING CABLE FOR HEAD 1-5M | 3
F03 84 049
| POWER CABLE | 3
FO8 81 210
| PACKS OF Z FOLD PAPER (1000 SH.) | 6
F07 58 252
| INSTRUCTION MANUALS ENGLISH | 6
F05 00 161
| MOBILE STAND FOR HEAD BOX | 3
F05 03 260
| EEG EVALUATION RULER | 3
F05 07 410
| UNIVERSAL HEADCAP SET | 6
F05 01 001
| THERMAL PAPER FOR ED 24 | 6
F07 58 252
02-05-00650 | Equipment:ECHO
Model: ECH SONOLINE CF
Company / Manifacturer: Siemens
Quantity: 1
Site: MEDICAL CITY HOSPITAL
| SONOLINE SIENNA, 230 V | 3
056 84 738 LV600
| ENGLISH OPERATING SYSTEM, SIENNA | 3
056 91 865 LH600
| ENGLISH TEXT OVERLAY, SIENNA | 3
056 90 891 LH600
| 7.5L40+ LINEAR ARRAY 7.5 MHZ | 3
051 32 506 LH400
| 3.5C40+ CONVEX ARRAY 3,5 MHZ | 3
051 32 498 LH400
| 5.0C50+ CONVEX ARRAY 5.0 MHZ | 3
051 32 514 LH400
| 6.5EC10 TRANSDUCER ENDO-C | 3
052 60 521 LH900
| ENDO-V PROBE FOR PRIMA/VERSA | 3
052 77 640 LH400
| ENDO-PII TRANSDUCER 5/7.5 MHZ | 3
045 15 081 LH400
| ANALOG COLOR PRINTER CP700,PAL | 3
056 91 931 LH600
| VERSA CABLE, RS-232, 9M/25M | 3
052 65 819 LH400
| CONTACT SCAN GEL, 5 LITER | 3
045 01 615 LH 032
| B&W PRINTER PAPER, UPP-110HA | 3
049 04 699 LZ300
02-05-00651 | Equipment:TRAED MILL
Model: SIRECARD
Company / Manifacturer: Siemens
Quantity: 1
Site: MEDICAL CITY HOSPITAL
| MEGACARD BE (EXERCASE) | 3
096 58 774 E285E
| WRITING CONSOLE MEGACART | 3
096 58 162 E285E
| EARTHING CABLE, LENGTH 5M. | 3
021 71 759 E2018
| UNICAR M, UNIT CARRIAGE | 3
093 90 238 E285E
| PLASTIC BOX FOR MC 75 | 3
064 15 806 E135E
| CABLE HOLDING ARM | 3
045 37 965 EH706
| PATIENT CABLE PK 200 | 3
060 67 404 EH46E
| EKG ACCESSORIES 170 B | 3
069 24 633 E101E
| DISTRIBUTOR CASE | 3
072 69 707 E3029
| TRUNK LEAD FOR PATIENT CABLE | 3
060 67 420 EH46E
| PLUG-IN SHORT-CIRCUIT PLUG, 3PCS | 6
060 67 396 EH46E
| SET OF PLUG-IN LEADS | 3
060 67 453 EH46E
| Z-FLOD CHART PAPER,200 SHEETS | 3
096 57 867 E100E
| ELECTRODE CERAM FOR ECG, 125 ML | 3
061 05 696 E101E
| DISPOSABLE ECG ELECTR., 25 EACH | 30
060 08 002 EH28E
| BURDICK T600 TREADMILL | 3
061 39 422 EH56E
| CONNECTION CABLE, LENGTH 5 M | 3
061 39 468 EH56E
02-05-00652 | Equipment:EEG
Model: EEG M/C
Company / Manifacturer: Siemens
Quantity: 1
Site: CONSULTING CLINIC
| 16 CHANNEL EEG REGISTRATION ED24 | 3
F01 03 720
| ELECTRONIC HEAD BOX | 3
F02 10 025
| CONNECTING CABLE FOR HEAD 1-5M | 3
F03 84 049
| POWER CABLE | 3
FO8 81 210
| PACKS OF Z FOLD PAPER (1000 SH.) | 6
F07 58 252
| INSTRUCTION MANUALS ENGLISH | 6
F05 00 161
| MOBILE STAND FOR HEAD BOX | 3
F05 03 260
| EEG EVALUATION RULER | 3
F05 07 410
| UNIVERSAL HEADCAP SET | 6
F05 01 001
| THERMAL PAPER FOR ED 24 | 6
F07 58 252
02-05-00653 | Equipment:Radiography
Model: SIREGRAPH / TRIDOROS
Company / Manifacturer: Siemens
Quantity: 1
Site: CONSULTING CLINIC
| SIREGRAPH CF & 33-4, SX65, FLC | 3
044 18 963
| INSTALLATION BOARD # CF | 3
044 66 090 RHB32
| MULTILINE GRID FIXED # CF | 3
044 22 734
| KEYBOARD, ENGLISH | 3
030 63 468 B5110
| HARDCOPY INTERFACE, DIG. 26M | 3
011 63 307 X1755
| CARRIAGE FOR 1 MONITOR 44 CM # CF | 3
044 19 011
| SIMOMED 44 CM HM+ ROT. TILT. CO. | 3
044 19 037
| DRYSTAR 3000 DIGITAL | 3
051 40 137 Y1990
| DRYSTAR 3000 BLUE BASE FILM | 3
051 41 044 Y1990
02-05-00654 | Equipment:Radiography
Model: SIRESKOP/TRIDOROS
Company / Manifacturer: Siemens
Quantity: 1
Site: BAGHDAD TEACHING HOSPITAL
| SIRESKOPE CX & 23-2, VDI, LX50#50 | 3
044 18 609 UD100
| CONTROL CONSOLE LX # CX (N) | 3
044 18 690
| MONITOR -CARRIAGE 44CM CX(N) | 3
044 18 716 UD143
| BUCKYTABLE & BD-STAND # CX (N) | 3
044 18 740 UD108
| BUCKYWALL UNIT-CX F70-150 L # | 3
044 18 807 RVD13
| HEAD SUPPORT # CX/SX | 3
027 67 304 G2079
| SHOULDER SUPPORTS (1PAR) #TABLE | 3
098 15 721 G2079
| COMPRESSION BELT, CPL. | 3
098 15 861 G2079
| KNEE SUPPORTS (LEFT AND RIGHT) | 3
074 29 426 G2079
| FOOTSWITCH FLUORO+RADIOGRAPHY | 3
044 21 900
02-05-00655 | Equipment:Mobile X-Ray
Model: MOBILETT
Company / Manifacturer: Siemens
Quantity: 1
Site: MANSOUR CHILDREN HOSPITAL
| MOBILETT PLUS | 3
062 15 300 X037E
02-05-00656 | Equipment:Mobile X-Ray
Model: MOBILETT 11
Company / Manifacturer: Siemens
Quantity: 1
Site: MEDICAL CITY HOSPITAL
| TUBE P 135/30R | 3
1158815
| TUBE | 3
6983456
02-05-00657 | Equipment:Radiography
Model: SIREMAT
Company / Manifacturer: Siemens
Quantity: 1
Site: NURSING HOME
| SIREGRAPH CF & 33-4, SX65, FLC | 3
044 18 963
| INSTALLATION BOARD # CF | 3
044 66 090 RHB32
| MULTILINE GRID FIXED # CF | 3
044 22 734
| KEYBOARD, ENGLISH | 3
030 63 468 B5110
| HARDCOPY INTERFACE, DIG. 26M | 3
011 63 307 X1755
| CARRIAGE FOR 1 MONITOR 44 CM # CF | 3
044 19 011
| SIMOMED 44 CM HM+ ROT. TILT. CO. | 3
044 19 037
| DRYSTAR 3000 DIGITAL | 3
051 40 137 Y1990
| DRYSTAR 3000 BLUE BASE FILM | 3
051 41 044 Y1990
02-05-00658 | Equipment:Mobile
Model: MOBILETT
Company / Manifacturer: Siemens
Quantity: 1
Site: NURSING HOME
| MOBILETT PLUS | 6
062 15 300 X037E
02-05-00659 | Equipment:C-ARM
Model: SIREMOBILE
Company / Manifacturer: Siemens
Quantity: 1
Site: NURSING HOME
| SIREMOBIL COMPACT;17CM # 50HZ | 3
044 06 638 RVR21
| MEMOSKOP C-E. | 3
044 17 007 RVR21
| STANDARD MONITOR 44 CM SMC | 3
044 06 679 RVR21
02-05-00660 | Equipment:Mimer
Model: mimer
Company / Manifacturer: Siemens
Quantity: 1
Site: M.mousel
| Control box 065 89 238 | 3
| Transformer 066 34 570 | 3
| Activator 060 86 912 | 3
| Transformer 066 34 588 | 3
02-05-00661 | Equipment:C-ARM
Model: C-arm Xray
Company / Manifacturer: Siemens
Quantity: 2
Site:M.S.A.H
| Cable 088 30 960 | 6
| Board 097 27 595 | 6
| Board 085 92 552 | 6
| Board 017 44 838 | 6
| Board 080 71 201 | 6
02-05-00662 | Equipment:CT-Scan
Model: Somatom DR3
Company / Manifacturer: Siemens
Quantity: 1
| Gantry | 3
| Smi | 3
| Table | 3
| Control consoil | 3
| Generator | 3
| Power distributer | 3
| Control cabenet | 3
02-05-00663 | Heamo Dialysis Machine Gambro AK10 System
| Power Supply Board (Board1) DFM | 120
| Motor Control Board (Board2) DFM | 120
| Analog Guard Board (Board4) DFM | 120
| Dialuzer Connection Set Red DFM | 375
| Dialuzer Connection Set Blue DFM | 375
| Pressure Transducer Unit DFM | 600
| Snflow Unit Assembly DFM | 240
| Stirrcr DFM | 90
| Return Value Assembly DFM | 90
| Flashing Value Assembly DFM | 90
| Float Assembly DFM | 120
| Main Power compl DFM | 90
| Strainer DFM | 300
| Pressostat (white) SAGS DFM | 150
| Pressostat (orange) HPGS DFM | 150
| By Pass Block Assembly DFM | 120
| Lamp 36V 30 mA DFM | 4500
| O.Ring DFM | 12000
| T.Connector DFM | 240
| Angleel Connector DFM | 240
| Connector DFM | 240
| Cabling DFM | 180
| Cabling DFM | 180
| Back Plan Board DFM | 180
| Nipple DFM | 300
| Flow Reducer DFM | 450
| O.Ring DFM | 600
| Tube DFM | 330
| Tube DFM | 330
| Nipple DFM | 300
| Nut DFM | 300
| Suction tube Compl DFM | 375
| Lamp 14V-80MA BMM | 600
| Backplan Board BMM | 60
| Accumu Lator BMM | 180
| Muin power compl BMM | 60
| Motor unit BMM | 60
| Pump motor assembly BMM | 60
| Pressure transducer board BMM | 90
| Air detector door BMM | 150
| Magnetic unit assembly BMM | 60
02-05-00664 | Culligan Water Treatment For Heamo Didysis
| R.O Fliter compl 4406-93 | 240
| Union Soc BIV 32mm | 480
| ELBOW 98 Soc GIV 32mm | 480
| TEE 90 Soc TIV 32mm | 300
| Valve 25mm (plain) | 450
| Valve 32mm (plain) | 450
| ELBOW 90 Soc GIV 25mm | 480
| Reducing Soc DIV 32x25mm | 480
| Union Soc BIV 25mm | 480
| ADAPTOR Soc /THR K1FV(1x32) | 360
| Valve 20mm | 450
| R.O pump Complet | 120
220V-240V 50HZ
2800min-19090-9-00A
1.5kw-IEC 34-cosq 1.00
Type Stainessteel
| Loop pump complet | 120
220V-240V-5.5A 50HZ
WO 750 R.pm/2850
Type BC 25 2511/12 Stainessteel
02-05-00665 | Heamo Dialysis Machine Gambro AK10 System
| Fuse 10A 220V- 240V | 6000
| Fuse F Fuse 630MA 220V- 240V | 4500
| Fuse 2-5A 220V- 240V | 4500
| Fuse 3.15A 220V- 240V | 4500
| Fuse IA 220V- 240V | 4500
| Fuse 125MA 220V- 240V | 4500
| Fuse 315MA 220V- 240V | 4500
| Fuse 4A 220V- 240V | 4500
02-05-00666 | Equipment:chair of X-ray unit
Philips
Made in holand 1979 150 KV
Motor for chair of X-ray unit
Type DC 8178
Courant voltage 200 titm 1500
| Made in france | 3
02-05-00667 | Equipment: atomic absorption
Model: 2/0 VGP atomic absorption spectrophotometer
Company :cecil
| Burner head nitrous oxide head-2”x0.019” single slot | 3
02-05-00668 | EQUIPMENT:AG RECRICULATION FOR AUTOMATIC PROCESSOR
MODEL:FILMIX 90
COMPANY:CGR ITALA
| PCB for digital ammeterR88-40 | 60
| Trans former 5v-15v-220vR88-100 | 30
| Timer QRTTR88-110 | 60
| Gra fhit with screw-boltR88-130 | 60
| Long-level-transmitter R88-140 | 30
| Middle level-transmitterR86- 150 | 30
| Short level-transmitterR86-160 | 30
| PUMPS Carrent-transmitter tap.R86-190 | 30
| PCB transmitter controlR86-200 | 60
| PCB POWER SupplyR86-210 | 60
| Engine carrent-taap.R86-340 | 30
| Security switchR86-350 | 60
| Motor-Gear-Box-Assy.R86-1420 | 30
| Disks Assy.R86-1450 | 30
| Pump.R86-180 | 30
| Filter.R86-410 | 300
02-05-00669 | EQUIPMENT:X-RAY HOFMAN
MODEL: S R250 E & SR 300 E
COMPANY: FRITZ HOR‎FMANN)
GERMANY
| X-Ray tube with shield assanbly.AOR-NT-150 | 30
| X-ray tube rotating anode.AOR/NT-150-30 SS | 30
| SX-ray colli motor RT300 | 9
| X-Ray generator (complete control(SR360E | 3
| Push Button.1-01001-061/01 | 60
| Foot switch.2410-0401 | 30
| Illuminated push button switch.5-V 1270 | 30
| Protecting diode.5-HV 1032 | 90
| Magnetic Barke4-HG 49 TZ 306 | 60
| Rine fuse 4A. | 150
| Rine fuse 6.3A. | 150
| Transformer3-HG 49 TZ 243 | 30
| Lamp for illm Push button switch01-990 220 v | 60
| Rectifier4-HV 1200 | 60
| Ball BearingEL8 | 30
| Ball Bearing6001 | 30
| Ball Bearing16 100 | 30
| Light colli motor lamp24V 50W | 60
| Teahni quesdedtor | 15
| Operating switch | 60
| Light dimming | 30
Control forscale
Illamination
| Mains compepensation | 15
| ElectronicTimer for(starting8finising) | 30
OfX-Ray (exposure)
| High tersion generator assembly. | 9
| High tension cable | 30
| Bellow for (X-Ray Tube with shield | 60
Assembl(
| Exposure Relay. | 30
| Grid for Buky table. | 15
| Grid for wall Bueky stand. | 15
| Filament Transformer | 9
Spare parts for Dental units and equipment
Name/DescriptionCat. No.
02-05-00670 | Planmeca 2000 dental Chair
| PCB 220 V(old code 6140)36140 | 120
| prb 25 500 451 16mk mlr2 ica)656 | 120
| Motor ps-032/220 V/ 2000 ala561 | 60
| Cover Brown (Foot control)430 | 300
| Micro Switch545 | 120
| Bearing Nut320 | 60
| Lever329 | 30
| Gear340 | 30
| Spacer404 | 30
| Screw din 965m 3 x 30 black1590 | 300
| Adaptor359 | 60
| Screw M 6 x 12 din 79913322 | 120
| Lever364 | 60
| Manual Switch (old code 0006124)36124 | 300
| Auto Switch (old code 0006125)36125 | 60
| Button membrane (old code 570057)260 | 120
| plaug (old code 830122)1960 | 120
| Casket ( old code 560046 )253 | 120
| Fastening clip ( old code 540031)257 | 300
02-05-00671 | DENTAL UNIT
| Transformer 180 VA / 220 V 1397 | 60
| relay startronic 260212281 | 60
| Fuse Base564 | 300
| AutoChip PCB 86011525447 | 120
| Grip of the Foot Control5691 | 300
| Spring5240 | 300
| Pressure Controller 1878 | 120
| Button 70-06511 (old code 00001531)7107 | 1200
| Screw DIN 966 M 4 X 16Zn3316 | 1200
| Axle4723 | 120
| Adaptor Shank RAL 90026989 | 120
| Suction Bush5473 | 120
| Intermediate Shank 90026885 | 60
| Stop Cover1760 | 60
| Console PCB PM 2000 unit26248 | 60
| Retainer Ring a30 DIN 471741 | 60
| Bushing for Console 50 | 60
| Fitter Handle 5976 | 60
| Cuspidor ( ceramic )7563 | 120
| Cuspidor ( opal )1413 | 150
| Filling Tube4651 | 300
| Flushing Tube4650 | 300
| Chuck of the MicroVac26117 | 120
| Switch 8121j817062 | 120
| Cup1484 | 120
| Cup for Filter container6031 | 240
| Timer PCB 1128 - 2 Extended26253 | 120
| turbine Tube 4 Hole PM 2000 (old code 470011) 539 | 300
| Needle Valve complete26108 | 300
02-05-00672 | A-DEC Performer II
DENTAL CHAIR
| Back link, tilt (actuator)61-2388-00 | 360
| Linear act Base 230V, FLD RPR61-2470-00 | 120
| Tilt actuator 230V (serv repl)61-2410-00 | 120
| PCA CAC and PFMR 2 chr 100-220V61-2512-00 | 240
| capacitor 15 MF, 240VAC041-504-00 | 120
| capacitor 5 - 7.5 mf, 240 VAC041-503-00 | 120
| Control block assembly38-0729-00 | 60
| StemAssembly water perf.38-0712-00 | 120
| StemAssembly air perf.38-0713-00 | 120
| Water relay assembly performer38-0717-00 | 120
| Flow control stem (perf PKG 5)38-0766-02 | 120
| Control block diaphragm (perf PKG 5)38-0711-01 | 300
| O-ring AS568-004 (PKG of 10)030-004-02 | 360
| Micro-valve assy., Performer99-0627-00 | 300
| Horizontal gauge (60 psi, ic)39-0822-00 | 60
| Knob assy, thmser 10-32 X 50, GR027-062-00 | 360
| Bite wing viewer lens76-8001-00 | 120
| 4100K 9 watt fluorescent lamp041-501-00 | 300
| valve assy WD - surf 6 38-0604-00 | 300
| Stem with O-rings valve single 22-0778-00 | 240
| O-ring AS568-012, (PKG OF 10)030-012-02 | 240
| O-ring AS 568-008, (PKG OF 100)030-008-03 | 600
| Diaphragm ,SQX-013 THK (PKG 50)38-0054-01 | 600
| Spring 760 ODx47 long013-011-00 | 120
| Ring return valve stem (FT CONT)38-0552-00 | 120
| Stem assembly (FT CONT)38-0246-00 | 120
| Retaining ring internal, 5 OD38-0237-00 | 240
| Cupfill spout PERF12-0985-00 | 240
| Bowl rinse spout PERF12-0986-00 | 240
| Bowl screen (PKG 5)75-0035-01 | 1200
| Drain seal performer cuspidor12-0991-00 | 180
| Water spout seal perf12-0988-00 | 600
| Retaining ring internal 75 Din (750 dia. PKG 10)010-045-02 | 600
| Diaphragm retainer perf12-0983-00 | 600
| Diaphragm (water mani perf cuspidor)12-0982-00 | 600
| Air saliva ejector (evacuator assy.)11-1105-00 | 120
| O-ring AS 568-010, . 239 IDX 070W (PKG OF 100)030-010-03 | 600
| Jet (Air saliva evacuator)11-1108-00 | 120
| Cap assy - self-contained water14-0408-00 | 300
| Kit ( 2 water bot. And 2 caps ) CLEAN WATER SYS. ( old code 14.42900 )90046000 | 600
| valve, TGL. 3W.gray33-0048-04 | 600
| LED ,12V GREEN,1021/1040041-582-00 | 120
| rocker switch (SPDT)041-512-00 | 120
| Fuse, 630 MA, time lag 5*20 mm044-190-00 | 180
| Air regulater valve (3/8" out)24-0372-00 | 180
| Gauge PNL MT 0-100 psi KIT026-118-00 | 180
| Gasket 9 hole24-0137-00 | 180
| Spring conical 295 / 255 OD22-0460-00 | 180
| Piston with O-ring Delrin24-0132-00 | 180
| O-ring AS 568-003, PKG OF 10030-003-02 | 600
| Diaphragm (PKG OF 10)22-0440-02 | 180
| Water shut-off valve (3/8 poly)34-0033-00 | 240
| Spring conical com 260/350 OD013-032-00 | 240
| Washer flt,sst 1.00x1.362x0.3004-207-00 | 180
| Spring 480 OD x 500 long PKG 5013-100-01 | 180
| Cap assy -perf light28-1172-00 | 180
| Washer, thrust 1.362 OD perf PKG 528-1175-01 | 180
| 125V 20Amp toggle switch041-336-01 | 180
| 12V., 55Watt Halogen lamp041-513-00 | 1200
| Bulb cap Assembly performer28-1213-00 | 1200
| Reflector shield performer28-1166-00 | 300
| Handle and reflector ass.28-1171-00 | 120
| Autoclavable syringe D surf 5'23-1114-00 | 180
| Syring nut assy. 23-1090-00 | 180
| screw 2-56 syringe PKG 523-1193-01 | 180
| valve assembly btn aclv PKG 223-1098-01 | 600
| Conical spring PKG 10013-064-01 | 300
| Tube smooth midwest quad gray024-123-02 | 3000
| Nut handpiece midwest98-0190-00 | 600
| Termind assy. Midwest quad98-0450-00 | 600
02-05-00673 | Prostyle Compact
| Transformer MC 0-100-115-230V / 1.3 K438066 | 150
| Lift Motor2322347 | 150
| Lift Motor potentiometer cable2375012 | 300
| Gold Recipient251016 | 600
| Bowl 2522321 | 150
| Cuspidor seat252283 | 300
| Cuspidor gasket250541 | 300
| Deposit cup250542 | 300
| Tube DIA 116601 | 300
| 2/2 Solenoid valve C132842 DC2900316 | 300
| Filter271003 | 300
| Air Filter221008 | 300
| Water Filter221009 | 450
| Backrest motor capacitor 10?F433044 | 150
| Lifting motor capacitor 20?F433045 | 150
| Software 1.61 or later430124 | 150
| Main control PCB 115-10-012311501 | 150
| Main Switch438020 | 150
| Bowl rinse tube 2822345 | 300
| Glass fill tube2822346 | 300
| Hygiene membrane2523655 | 300
| Syringe block assembly2602313 | 150
| Arm assembly 2600285 | 150
| PM 3-Way syringe instrument hose assembly, non-autoclavable2600208 | 150
| PM Air motor instrument hose2600203 | 150
| PM F.O turbine instrument hose2600200 | 150
| PM Scaler - EMS hose2900225 | 300
| Backrest motor2324042 | 150
| Position sensor plate2522335 | 300
| Backrest potentiometer cable2375013 | 300
| Chair Seat Cable2375002 | 300
02-05-00674 | DIXI
| Dixi Digital Intra X- ray system6001050 | 60
| Sensor A26602102 | 30
| Sensor A06602100 | 30
| Sensor Holder set for Sensor A06002042 | 60
| Sensor Holder set for Sensor A26002062 | 60
| Sensor cover Sleaves (500 pcs)6001071 | 600
| Prostyle Intra X - ray 220 - 240V6001002 | 60
| Extension Arm std6601103 | 30
| Extension arm long 84 cm6601110 | 30
| 30cm ( 12" ) Round Cone6001012 | 90
| Rinn Collimator 35 x 45mm6001021 | 60
| Sensor Size A16602101 | 30
| CCD control box6602110 | 60
| Image grabber PCB6311802 | 30
| Interconnection cable6320060 | 30
| Prostyle sync cable6320050 | 30
| Sensor Holder set for Sensor A16002052 | 60
| Sensor hanger6602120 | 60
| Dimaxis licences simultaneous users ( net work )6002010 | 15
| DICOM licence636002 | 15
| Export Packing costs for Intra6000300 | 60
| Dimax for panoramic with ceph fact instld600107 | 15
| Proscan Multitomographic X - ray 220V6000002 | 6
| Proscan Cephalostat CA 18 x 24 cm fact. Inst.600116 | 30
| Proscan Cephalostat CA 8"x10" fact. Inst.600117 | 30
02-05-00675 | B- Proscan Accessories | 0
| Cassette 15 x 30 cm with high speed screen ( blue senstive )50953 | 15
| Cassette 18 x 24 cm with high speed screen ( blue senstive )50954 | 15
| Cassette 8" x 10" with high speed screen ( blue sensitive )50961 | 15
| Cassette 15 x 30 cm with rare earth screens ( green sensitive )50955 | 15
| Cassette 18 x 24 cm with rare earth screens ( green sensitve )50959 | 15
| Cassette 8" x 10" with rare earth screens ( green sensitive )50963 | 15
| Set of bite pieces ( 100 pcs )50956 | 15
| Set of bite registration plates (50 pcs)665531 | 15
02-05-00676 | Multiscan Imaging Plate Scanner
| 15 x 30 cm plate10000399 | 30
| 18 x 24 cm plate10000400 | 30
| 8" x 10" plate10000401 | 30
| 20 x 30 mm plate10000396 | 60
| 30 x 40 mm plate10000395 | 60
| 27 x 54 mm plate10000397 | 60
| Hygienic envelopes 20 x 30 mm ( 1000 pcs )10000403 | 60
| Hygienic envelopes 30 x 40 mm ( 1000 pcs )10000402 | 60
| Hygienic envelopes 27 x 54 mm ( 500 pcs )10000406 | 60
| Hygienic envelopes 50 x 70 mm ( 250 pcs )10000404 | 60
| 30 cm/12 in. rectangular cone 6001023 | 60
| Rectangular collimator 35x45mm6001016 | 60
| Rectangular coll. 35x45mm Rinn Green 6001021 | 60
| Hook for control panel6001014 | 60
| Operation light adapter for ceiling mount adap.6001015 | 60
| Mounting kit for Fixed control panel6001020 | 60
02-05-00677 | Intrascan W ( 12 plate drum )10000394 | 30
| 50 x 70 mm plate10000398 | 30
| Pcb 220V old code 614036140 | 60
| Prb 25 500 45116 mk mlr2 ica656 | 60
| Motori BS-032/220V/2000ala561 | 30
| Cover brown (foot control)430 | 150
| Micro switch omron545 | 60
| Bearing nut320 | 30
| Lever329 | 15
| Gear340 | 15
| Spacer404 | 15
| Screw din 965 m 3x30 black1590 | 150
| Adapter359 | 30
| Screw M6x12 DIN 79913322 | 60
| Lever364 | 30
| Manual switch, old code 612436124 | 150
| Program board 1-prog36135 | 30
| Luzzani 519995051 | 600
| Luzzani nut no 539995053 | 600
| Bottom membrane260 | 60
| Plug1960 | 60
| Gasket253 | 60
| Fastening clip257 | 150
| Transformer 180VA 220V1397 | 30
| Relay startronic 260212281 | 30
| Fuse base564 | 150
| Autochip pcb25447 | 60
| Grip of the footcontrol5691 | 150
| Spring5240 | 150
| Prussure controller1878 | 60
| Buttom 70-065117107 | 600
| Screw din 966 m 4x16zn3316 | 600
| Axle4723 | 60
| Adapter shank ral 90026989 | 60
| Suction brush5473 | 60
| Stup cover1760 | 30
| Console pcb pm 2000 unit26248 | 30
| Console pcb pm 2000 unit741 | 30
| Bushing for console50 | 30
| Filter handle5976 | 30
| Cuspidor ceramic7563 | 360
| Cuspidor opal1413 | 300
| Filling tube4651 | 150
| Flushing tube4650 | 150
| Chuck of the microvac26117 | 60
| Sweitch 8121j817062 | 60
| Cup1484 | 60
| Cup for filter container6031 | 120
| Timer pcb 1128-2 extended 26253 | 60
| Tube 4-hole1803 | 300
| Needle valve complete26108 | 300
| ENDOSTEAL IMPLANT SYSTEM - Surgical box included instruments for screw root line92000500 | 30
| SCREW ROOT FORM IMPLANTS ASSORTED92000500 | 1500
| NECKS, ABUTMENTS AND LABORATORY ACCESSORIES (ASSORTED) - Abuttments for screw root implants ass.92000500 | 1500
| 9926 SPS elcomed - 200 operating - unit 200 - 50.000 rpm, with foot speed control, 2 special motors - power output 250 W, torque 10 Ncm - with mounted connection cable, tow sets of spray rubes. Two sets of feed tubes, two sets of tube clampes, handpiece h | 30
| 28135 SPECIAL MOTOR WITH MOUNTED CONNECTION CABLE, AND QUICK COUPLING. SPECIAL LENGTH 180 CM.2813500 | 60
| SET OF CONTRA-ANGLES AND HANDPIECES FOR IMPLANTOLOGY, CONSISTING OF EACH 1 PIECE:92001200 | 30
-S 11 SURGICAL HANDPIECE, SHORT, 1:1
-SL 11 SURGICAL HANDPIECE, LONGT, 1:1
- 985AE SURGICAL CONTGRA-ANGLE, 10:1
- 986AE INCO/EXCO CONTRA-ANGLE, 10:1
- 975AE SURGICAL CONTRA –ANGLE, 20:1
- 988E/KM SURGICAL CONTRA-ANGLE, 40:1
| 9970-E MF-PERFECTA E-TYPE foot control unit compiete with foot lever, clockwise anticlockwise E-motor with ISD coupling connection cable and handpiece holder 220-240V 2000-35000 epm. Power output 95 w. 997003 | 150
| Air motor, LT-25, 20 W performance 4 Ncm Torque, fibre optic, with connection ISO 3964/DIN 13940. 2518 | 300
| AC-20RM AIRMOTOR, up to 20.000 rpm clockwise/anticlockwise. Ritter-midwest 4-hloe connection. 10012001 | 300
| W&H-/104E ROTOQUICK-COUPLING WITH STANDARD 4-HOLE CONNECTION 402 | 300
| WA-62 LT Endo Cursor contra-angle handpiece, 4:1 compact gless rod press-botton chuck system, single spray for hand rood canal canal files. 10236200 | 300
WA-67/1.1 LT Profin contra-angle handpiece, 2:1, movement 1,1 mm compact glass rod single supray, for dentatus - tips
| with PROFIN – Set 10236702 | 300
| WA-67/0.4 LT Profin contra-angle handpiece, 2:1,movement 0.4 mm compact glass rod for dentarus – tips 10236705 | 300
| WA-99 A High-speed contra-angle handpiece, 1:5, press-button chuck system, triple spray, for FG burs. 10239901 | 150
| WA-56 A contra-angle handpiece, 1:1, press-button, chuck system, single spray, for contra angle burs. 10235601 | 300
| WA-62 A Endo Cursor contra-angle handpiece, 4:1, press - button, chuck system, single spray, for hand root canal files. 10236201 | 300
WA-67/1.1 A Profin contra-angle handpiece, 2:1, movement 1.1 mm, single spray for dentatus tips
| with PROFIN set. 10236703 | 300
| TA - 96L SYNEA-turbine, mini,-head, 14W, ballbearing with compact glass rod, press-button cuck system, single spray, spare high pressure bulb with 10039600 | 150
| 934 ROTO QUICK-coupling with standard 4- hole connection, adjustable spray, non-retraction valve. 93456 | 150
| TA-98 Synea HS - turbines,midi - head, 17W, ballbearing, press-button chuck system, triple spray 10039801 | 600
| W&H-/104E ROTOQUICK-COUPLING WITH STANDARD 4-HOLE CONNECTION 402 | 300
| WD-73M ENDO NiTi contra – angle, 70:1, press-button chuck system, for motor speed up to 25.000 rpm ( e.g. airmotors ), for motors with ISO connection according to ISO 3964 / DIN 13940. 10217302 | 75
| WD-74M ENDO NiTi contra - angle,128:1, press-button chuck system, for motor speed up to 40.000 rpm ( e.g. airmotors ), for motors with ISO connection according to ISO 3964 / DIN 13940. 10217402 | 75
| Prophy –Set Prophy contra - angle WP-64M , 4:1, with set of YOUNG cups and brushes 10216402 | 300
| Variosuc sucker | 90
02-05-00678 | Equipment: Micro PCV(centrifuge) Model:Nuve NT 715 Company: Nuva sanayimalat neticanet p-s tekfen , Turkey Gasket for capllary holders | 300
| Rubber support for motor base | 300
02-05-00679 | Equipment: Heamodialsis machine fresenuis
Model:400813
| Manometer for hydrolics measuring points 630 109 I | 45
| Test box for 4008B 672 337 I | 45
| Special key for installing removing the modules 671 381 I | 45
| Key for lure lock 630 086 I | 45
02-05-00680 | Equipment: Heamodialsis machine gambro
Model:AK 10
| DX multilest meter us in measuring the conductivity,temperature,pressure and PH assciated with hemodialysis delivery machines type gambro | 24
02-05-00681 | Equipment:Centrifuge
Company:Beckman instruments (ireland) INC
Industrial estate
Mervue,galway
Ireland
| Serrated drive belt 878821 | 12
| Speed control board 329416 | 6
02-05-00682 | Transducers for pressure monitoring | 900
02-05-00683 | Temprature probes | 150
02-05-00684 | Transducer pressure cable | 300
4627958 842812
4523551 4527958
4527958 4527958
02-05-00685 | Cartridge for pressure monitoring | 36
a-mod. No. 7370 257 E2258 ser, No.011164 580
| b-mod. No. 7370 109 E2255 ser, No.1006412580 | 36
02-05-00686 | Patient cable | 60
02-05-00687 | ECG cartrige Model No. 7370 059 E 2254 S.No. 003894513 | 36
02-05-00688 | Transducer pressure cable 4627958 , 842812 | 24 | each
4523551 , 4527958
457958 , 4527958
02-05-00689 | Equipment:X-Ray
Model:Shemadzio
| Long time-I i/p power 100 w 100 v FH-20 | 9
| Tube 500-C ma Krp 150 no.6271559 | 3
02-05-00690 | Equipment: Mobile projector :
Discription:
| Halogen - Lamp 24V;40W | 1200
| Halogen - Lamp (hanaulux-1) 24 V 50W | 150
| Battery 12V,12AH NCLCD | 240
Equipment: Suction unit :
Model:ATMOLIT F2
| suction bottle 1.5L 0.0073 | 150
| switch on/of | 60
02-05-00691 | Equipment: Suction unit :
Model:ATMOFOTRT E
Company:Drager Austria
Discription:
| suction bottle | 15
| power switch | 15
02-05-00692 | Equipment: Suction unit :
Model:R P 90
| On/of switch M008.0384 | 150
| suction bottle 3 ltrs M000.012 | 300
| filter plate | 6000
| vacuum regulating valve | 90
| motor | 60
02-05-00693 | Equipment: Dental Examination
Model:Dynamica 1033(Kavo)
Supplier:UAMED
| filter 2101020 | 120
| 6-funiction syring(straight)for spray water and air,warm and cold5730530 | 66
| inra matick-motor 188 4000-40000 r.p.m with intra matic 2-coupling6760200 | 66
| multiflex coupling 455B order no.5531410 | 66
| power supply board | 33
| pump complete210 7800 | 33
| lamp 24 V / 7 W221 5007 | 330
| central print board705 2991 | 33
| selonoid complete 24 V210 7090 | 150
| super torque turbine 630553100 | 66
| einbau sekrettopf(in german)7053811 | 33
| turbinns shwinge(in german)7053501 | 66
| selonoid complete 24 V2107060 | 99
| micro- switch2232107 | 165
| schalenablauf(in germany)7055592 | 33
02-05-00694 | Equipment: drying cabient laboratory 300co
Model:T 50 goE
| main switch,2 pole23 180 201 | 90
| time switch 24 stol23 150 227 | 90
| door gasket26 466 224 | 90
| heating system 26 466 120 | 30
| thermometer 26 286 236 | 30
| temperature contreller 23 180 317 | 30
| contactor23 730 533 | 60
02-05-00695 | Equipment: Autoclave,tabletop
Model:PS 20-A
| safety valve ven 125/1VEN 12511 | 90
| thermostat TH 400-14-N000048 | 30
| valve 3VE2,0 346200 | 300
| MVB 60-100-0-500kpa cc350 330125 | 150
| heating body 2000 W 220V(heater)3-N000049 | 300
| thermoregulatar TRS 111 up to 143co0 345170 | 60
| time switch vipo vs 10R 220V0 335130 | 90
| main switch4-N 44 39570 420665 | 180
| relay RD92 3p 220V,50HZ0 345320 | 90
| relay TD30KC 220V,50-60HZ0 345650 | 90
| transister relay RDX 112 KB0 345850 | 90
02-05-00696 | Equipment:Developing machine kodak RP X-Omat M6AW kodak gas mib.H Eastman kodak company ,parts services 800 lee roa,rochester,new work 14650gas mib.H Company:Vamed
| Gear468354 | 300
| Roller470086 | 300
| Detector crossover assembly474476 | 60
| Developed flxer crossover assembly474478 | 60
| Fixer/wash crossover assembly514401 | 60
| Squeloper pack assembly514436 | 60
| Developed flxer assembly474477 | 60
| Fixer pack assembly512892 | 60
| Wash pack assembly596634 | 60
| Heater(R1,R2)CE winl-weig An Co. rft-140X182 Chromalox,230 V,1550 W uct type183153 | 60
| Heater eveloper468521 | 60
| Motor assembly468528 | 60
02-05-00697 | Equipment:Developing machine
| Belt take-up assembly468767 | 60
| Thermostate-developer472949 | 60
| Thermostat(S3)472992 | 60
| Drive belt | 120
02-05-00698 | Equipment:Mobil X-Ray unit Model:KCD-12 MC Company:Toshiba
| Tube X-ray unit model:DRX-822GD62077 | 30
Insert model:DR-822G MAX.Voltage:125 KV Facal spot:1.211445
| Key switch use for X-ray controller,mobile unit,ralrography | 30
| Lamp swich | 30
| High potential cable | 30
| PCB-3 charge/ischarge control | 30
02-05-00699 | Equipment:GI -iagnostic table x-ray 1250 mp Model:DG-15DB-6 Company:Toshiba
| Tube X-ray unit model:DRX-3624HC35177 | 30
Insert model:DR-3624H MAX.Voltage:150 KV Facal spot:1.2/0.667311
| Push putton swichs for control | 150
| Diaphram lamp 12V,50W | 150
02-05-00700 | Equipment:Sonolary.L Model:SAL-35 A Company:Toshiba
| Linear array probe PLB 505 S | 60
| Prob-plb-508 M | 60
02-05-00701 | Equipment:Urological table,hyyrojust Model:hyrajust II
| Board assembly, level inicator235755 | 24
| Relay boar assembly,rapra235801 | 24
| Switch80460003 | 60
| X-ray tube unit Unit moel RX-3624 mc insert model DRX-3624m max voltage 150KV focal spot 1.2/0.6 | 24
| Timer swich for diaphram lamp | 48
| Lamp for diaphram 12 v,50 w | 1500
02-05-00702 | Equipment:Tomo-Table Model:622 010 Company:Toshiba
| X-ray tube unit Unit moel RX-3624 mc insert model DR-3624m max voltage 150KV focal spot 1.2/0.6 | 24
| Diaphram lamp 12V,50W | 150
| Lamp transformer (Diaphram) | 24
| Timer switch for lamp | 24
| Control006 248 | 12
| Circuit board322 869 | 12
| Circuit board322 866 | 12
| Circuit board322 867 | 12
| Circuit board322 868 | 12
| Switch | 48
| Switch | 48
| Switch | 48
| Photo timer unit PIW-20 | 12
| Slide-outo transformer | 12
02-05-00703 | Equipment :ECG Apparatus one channel Model :EK41 Address of manufacture : Heuige GMBH
| Display board 38800708 | 30
| Patient cable , 10- wire 22322601 | 90
| Suction electrodes 21714401 | 90
| Instrument - control board 3880709R | 30
| Print head - control board 38800711 | 30
| Mother board 38800713R | 30
| IC HEF 4532BP .H228510I | 60
| Plate electrode | 90
| Power supply board 38800714 | 6
02-05-00704 | Equipment : Electro Pheresis Equipment
| Main board D914050 | 6
| Option board P914055 | 6
| Printer board P914070 | 6
| Trach Detection board P 914090 | 6
| Paper datection board P914100 | 6
| Printer board P914060 | 6
| Key board P914080 | 3
| Complete separation cell P911000 | 12
| Source Lamp P914170 | 30
| Set of 2 magnets P914162 | 30
| Remov Glass plate P914633 | 6
| Screen apllicatorts P914000 | 6
| Micro Applicator Tip P91417R | 6
| Som of Autom Bridges P914122 | 6
| Som Mic Applicator Tip P914126 | 6
02-05-00705 | Equipment : Instrument Doppler Foetoscpe- Desk Model : D206 Address of manufacture : sonicaid Limited
| Off tchargin on Switch Assembly ( Wired ) 1300-0036 | 120
| PCB | 60
| Battery pack 9640-8001 | 300
| Female socket 1000-0468 | 150
| Probe | 150
02-05-00706 | Equipment : Instrument Reanimation seinheit PP800 Model :PP800 : Post fach 1339 moislinger Allee 53/55 Address of manufacture : D-400 Lubeck 1
| Lamp HGHL 12V,20W 2M18653 | 600
| Shut off- type dspiration ejector M 26673 | 60
| Radiant heator | 120
| Washers D12142 | 120
| Glow lamp 8300614 | 120
| Main suitch | 120
| hight switch | 120
02-05-00707 | Equipment : Instrument : Defibrillator Model : SCP 851 Address of manufacture : Hellige GMBH
| battery Nicd 10N/800 CH 12V, 1,8AH | 120
| Pcttient cable | 60
| Power supply board 38800642 | 15
02-05-00708 | Equipment: Instrument : Anaesthetic Machwe Model : SVLLA 808 V Company : Drager Address of manufactre : Drager werk AGLVBECK
| Vapor10,1 | 30
| Sphgmomanometer / anaesthesis timer combination | 30
| Flow control valve | 30
| Pressure reducer 5/ 1,5 bar | 30
| Pressue reducer 200/5 bar | 30
| Set Hose CLIPS R23495 | 30
| HALOTHAN VAPOR 19,3DB01088 | 30
| Knob M24403 | 30
| Knob M24407 | 30
| Knob 8405185 | 30
| Set WASHERS D20215 | 30
02-05-00709 | Equipment : Instrument : Anactitic machine , mobile Model : Seneced Company : Drdger Adress of manufacture : Drager werk
| Minute volumeter 2000 | 30
| Combined blood - pressure gange/ anaesthetic clock | 30
| Ventilation - pressare gauge | 30
| Parts for Rotameter tubes M 23402 | 30
| Parts for Rotameter tubes M23405 | 30
| Set O- Rinds M 24403 | 30
| Set O- Rinds M 23476 | 30
02-05-00710 | Equipment : Instrument : Intensive care incubator Model : Intensive incubator 7510 Company : Drager Address : Drager Werk AG Lubeck Federal
| Motor 2700 min complete 2M 17529 | 150
| Heating element for 220 V 2M 14532 | 60
| Sensor Pipe 2M 16258 | 150
| Contact thermometer 2M16259 | 150
| NI- Sensor 2M16253 | 150
| Lamp 1,5 V 2M 17687 | 600
| Signal lamp 8402110 | 600
| Electrical Board | 60
02-05-00711 | Equipment : Instrument : Photo Therapy lamp Mobile Model: Photo- therapy unit 800 Company : Drager werk AG , W.C. Heraeus GMBH
| Durner Q406Z72M 18785 56001206 | 1500
| Fan , 15W , 220V d-C/50HZ 50618151 | 360
| Hour counter , 2W 220V d-c /50HZ 5601756756018941 | 60
| Thermal switch 1-pole 16A , 250V a-c , 65 C 56018864 | 60
| Switch , 2W ,220V a-c 56018183 | 90
| Ballast , 42W , 0,53A, 220V a-c /50HZ 56018819 56018924 | 48
| Ignition device 4,6A, 220V a-c /50HZ 56018873 | 48
| Plexiglass filter 2M18783 66011791 | 240
02-05-00712 | Equipment : Instrument : Microscope Model : Biovar Quantity inhospitals :11 Adress : Avstria
| Low nottage lamp 6V /10W - Halogen 860019 | 300
| Power supply board | 30
| Spring for object Guide 500-1BMH | 30
| Collimator - Star 0241-31055 | 30
02-05-00713 | Equipment : Instrument : Microscope Binocnlat Model : Reichert Neovar Quantity inhospitals :44 Adress of manufacture : Austria
| Halogen - Low Voltage lamo 6V/10W 860019 | 300
| Power supply board 3010-31007 | 30
| Gear for EW- motion of stage 4023-11009 | 30
| Frosted daylight filter 8716 | 30
| Combumation stage No. 29 | 30
02-05-00714 | Equipment : Instrument : Centrifuge Model : Haemofuge A Address of manufacture : Heraeus - Christ G MBH
| Micro Switch 180332 | 60
| magnet coil 110274 | 60
| Pair of brushes 1786 | 180
| Motor 210216 | 30
| Anti Vibration 300057 | 60
| Controller Plate 1261 | 30
| Rabber Bowl 49821 | 60
02-05-00715 | Equipment : Instrument : WATER DeST APPARTVS Model : Kottermann Labormobel- Laborapparate 1032 Qty in Hospitale :30 Address of manufac
| Main switch 524550 | 60
| Contactor 525213 | 45
| Microswitch storage vessel 229029 | 60
| Float ball 555612 | 45
| Excess remperature protection 515507 | 30
| Solenoid valve 229099 | 30
| Cap 512536 | 30
| Heater 522127 | 30
| Magnet - valve 229029 | 30
| Diaphragm 534301 | 240
02-05-00716 | Equipment : Instrument : Centrifuge , Desk top Model : laborfuge A Address of manufactrue : Heraeus- christ GMBH
| Motor 210166 | 60
| Pair of brushes 1754 | 300
| Sealing cap 230143 | 60
| Magnet coil 110274 | 60
| Micro0- switch 180473 | 60
| Potention meter 22K 200125 | 60
| Timer 130180 | 30
| Controllerer plate 2541 | 60
02-05-00717 | Equipment : Instrument : Water Bath Model : D3165type : 304 Qty in the Hospital : 4X8-32 Address of manufacture : Mulaer- Scher
| Mian switch 524514 | 30
| Relay 525105 | 48
| Indicator lamp | 96
| Heater 522188 | 48
| Indicator contact thermometer 515920 | 48
| Protection agains over heating 329407 | 24
02-05-00718 | Equipment : Instrument : Spectrophometer Model : PU- 8800 Quantity in the hospital : 8 Address of manufacutre : PYE unieam LTD
| Denaerum lamp 40116024 2633 | 24
| Precessor PCB N1095401179 109543 | 24
| Memory PCB N 114240117911 4263 | 24
| Micro switch ( 160 mm ) 2421200 29722 | 24
| Print heat 401228 350013 | 24
| SPEC , Set ( SUB ) PU8810942318800101 | 24
| Fan filter 4011649 56933 | 24
| PM Tube 40116483 4313 | 24
02-05-00719 | Equipment : Instrument : Bilirubinameter 4,40311011 Model : Bilimeter Address of manufacture : or the Diagnostic system GMBH
| Electrical Board | 24
| Cell holder | 24
| Callimatar stas | 24
02-05-00720 | Equipment : Instrument : Haemoglobinometer Model : H.G.B.R Serial No. 170785 Qty in Hospital Address of manufacture coulter Electronics Limited
| Filter element stem | 72
| Over flow filter holder | 72
| Curette Drain filter holder | 24
| Photo cell | 24
| HGB lamp Assy 9368592 | 72
| O-Ring | 60
| Green filter | 72
| Curtte Housing Assy | 24
| Switch | 24
| Control LTD | 24
| Wait light lamp | 72
| Fuse LA Canti | 24
| Thermat Cutout Switch | 72
| Curette | 24
| Main card | 24
| High Voltage card | 24
| Low Voltage card | 24
| Over flow Drain Dispenser | 24
| Center Drain Dispenser | 24
02-05-00721 | Equipment : Instrument : Blood gas analyses Model : AVL 945 Qty in the hospital : 1 Address of manufacture : AVL AG
| Extension board 2x64 pol 45-5022 | 48
| SBC-09 - Board 45-5004 | 48
| Thermoprint 45-5002 | 48
| Poweer Board 45-5003 | 48
| Preamp lifier -Board 45-5021 | 48
| Hall- switch 47-03314 | 48
| Heating tube 47-0307 | 48
| Vaccum sensor 80-1602 | 48
| Vaccum pump 40-1600 A | 48
| Motor 80-1105 | 48
| Valve 40-1810 | 48
| Commatotar stem motor (p) 47-0301 | 48
| Ball - Bearing 47-0315 | 48
| Thermo Fuse 40-0347 | 120
| Tubular lamp 40-0340 | 48
| Transformer 45-5012 | 24
| Thermosensor 40-0315 | 24
| Orifice - Needlle 40-1304 | 24
| Membranes 40-1602 | 24
| Analoye Board 45-5005 | 24
| Barrier 47-0317 | 24
| Display 45-0803 | 24
| Key Board 45-0801 | 24
| Tefelon ( m) 40-113 | 24
| Silicon (m) 40-0332 | 24
| Silicon (m) 40-1305 | 24
| Silicon (m) 40-1117 | 24
| PVC (M) 47-1806 | 24
| PVC (M) 40-1620 | 24
| Tygon (M)40-1620 | 24
| Tygon (M)47-1805 | 24
| PK 41819 | 24
| Washer 40-1308 | 24
| O-Ring 40-1607 | 48
| Miniatur valve 40-0306A | 48
| Thermoprinter45-1501 | 24
| Magnet 47-0410 | 24
| Magnet 47-0411 | 24
| Magnet 47-1113 | 24
| Magnet 47-1114 | 24
| Magnet 47-0341 | 24
| Air pump 45-1301 | 24
| Miniatur valve 45-0401 | 24
02-05-00722 | Equipment : Autoanalyser Manufacture : Beckmen Model : Astra- 8 Address of manufacture : Vamed 4-406/11 11
| Rapid Kit floppy disc B669948 | 6
| Meantenance Kit - GL | 21
| Meantenance Kit -Run | 21
| Meantenance Kit - CRT | 21
| Meantenance Kit - Na. | 21
| Meantenance Kit - Prent | 21
| Meantenance Kit - Billr | 21
| Meantenance Kit - EVZ | 21
| Lamp Ass- Source | 6
| Tube Assy- Glucose | 21
| Rapid Kit - Glucose | 3
| Sample - Pump Nodule | 6
| Sample - pump funy kit | 6
| Board Ass. Power supply | 3
| Board Ass.Ram memory | 3
| Board Ass. Transport - Ariver | 3
02-05-00723 | Equipment : Automatic Blood cell counter Manufacture : Couiter Model : S- 880 Address of manufacture : Vamed
| CPU Board | 6
| Waste Chamber | 6
| Vacume Isolcter | 6
| Over flow accuvette | 6
| Manometer | 3
02-05-00724 | Equipment :ECG Monitor one channel Model :SMS 104 Servomed Address of manufacture : Heuige GMBH
| Deflection & high - Voltage 38800209R | 30
| Deflection & high - Voltage 38800214 R | 30
| Mother board 4/838800238R | 30
| Refernce plan of storage Board 38800382R | 6
| Refernce plan of Digit- display board 38800382R | 6
| Refernce plan of XY- Amplification board 38800384R | 6
| Refernce plan of ORS- Triggering board 38800385R | 6
| Refernce plan of Power - supply Board 3880036R | 6
| Refernce plan of Power Transistors board 38800387R | 6
| Refernce plan of High voltage board 38800387R | 6
| Refernce plan of ECG- amplification board 388003991R | 6
Note on A5612: bhasso:
Note on A6194: bhasso: