## Medical Eq.-IX
| Commodity | Supplier
| DOHUK Medical Equipment |  | Dohuk
CODE No. | General terms and conditions - Set of recommended spare parts for two years - Service and operation manuals in English Language
| Spare parts for Clinical Chemistry Analyzer, Targa BT 3000, SUP/97/26098/1 | Cliniline S.A, Switzerland
02-07-00001 | * Monthly Replacement Kit # Bt 3000 I.S.E & Dilute Mod. (Vers."A" &"B") | 662.0736 | 10
02-07-00002 | * Quarterly Replacement Kit # I.S.E & Diluter Modules, Bt 3000 (Vers. "A") | 662.0735 | 8
02-07-00003 | * Glass Barrel 0.5ml | 662.0143A | 2
02-07-00004 | * Glass Barrel 2.5ml | 662.0144A | 2
02-07-00005 | * Sealing Grommet | 300.5664A | 1
02-07-00006 | * Washing Piston | 2586 | 1
02-07-00007 | * Hydrophobic Filter | 330.9651 | 10
02-07-00008 | * Hose Barb | 330.9651B | 10
02-07-00009 | * Vent Silencer | 330.9683 | 1
02-07-00010 | * Valve Cone | 2562 | 1
02-07-00011 | * Wave Spring | 330.32 | 2
02-07-00012 | * O-Ring | 330.5711 | 8
02-07-00013 | * Dow Corning High Vacuum Silicon Grease |  | 2
02-07-00014 | * Suction unit |  | 1
02-07-00015 | * Test point Alert 2, 12x10ml |  | 6
02-07-00016 | * Humatrol P, 6x5ml |  | 6
02-07-00017 | * Humatrol N, 6x5ml |  | 6
02-07-00018 | * Tensioactif pour TARGA Emball, 4x12.5ml |  | 10
02-07-00019 | * Sol. Lavage TARGA emball, 2x50ml |  | 10
02-07-00020 | * Glass Barrel 0.5ml | 662.0143A | 4
02-07-00021 | * Glass Barrel 2.5ml | 662.0144A | 4
02-07-00022 | * Hydrophobic Filter | 330.9651 | 12
02-07-00023 | * Hose Barb | 330.9651B | 12
| Spare parts for ELISA system for HIV Diagnostics, SUP/99/08072/5 | LABSYSTEM - FINLAND
02-07-00024 | * HBS Elisa test |  | 15 kit
02-07-00025 | * HIV diagnostic kits, HIV I & II | 61110111 | 15 kit
| Spare parts for KAVO Dental unit, SUP/97/43928/9 | KAVO DENTAL Germany
02-07-00026 | * Spare rotor cartridge for Turbine KaVo super-torque 640 C | " | 3
02-07-00027 | * Spare rotor cartridge for Turbine KaVo super-torque 650C | " | 2
02-07-00028 | * Set of essential Main electronic boards, e.g. Dentist table, | " | set
02-07-00029 | * Distilled water tank complete with all assembling accessories | " | 1
02-07-00030 | * Spare rotor cartridge for Contra-angle 1:1 Intramatic KaVo 20CH | " | 2
02-07-00031 | Essential Kits & Set of spares for Forklift type TOYOTA model: 60-6FD30, e.g. Battery, filter, oil, 4 tyre….. | TOYOTA | Set
| Spare parts for Anaesthesia monitor model BP-508 COLIN, phase VI, SUP/99/19589/4 | MEG
02-07-00032 | * ECG 5-lead wire | AG1003 | 4
02-07-00033 | * ECG cable | AY1004 | 4
02-07-00034 | * folded paper | AR001Z | 50 pack
02-07-00035 | * Temperature sensor for rectum/oesophagus | AS002Z | 2
02-07-00036 | * Temperature sensor for rectum/oesophagus | AS005Z | 2
02-07-00037 | * Temperature sensor for body surface | AS003Z | 8
02-07-00038 | * Temperature sensor for body surface | AS006Z | 8
02-07-00039 | * Dura sensor for SpO2, DS-100A | AS013Z | 4
02-07-00040 | * Extension cable EC-8 for Dura sensor | AS019Z | 4
02-07-00041 | * ECG Electrodes No.2255 bulck package (25 each) | AG006Z | 20 Pack
02-07-00042 | * Cuf No.3 (12cm) | A013ZZ | 4
02-07-00043 | * Cuf No.2 (9cm) | A012ZZ | 4
| Spare parts for INFANT INCUBATOR model YON DON F-285, phase VI SUP/99/19589/5 | MEG
02-07-00044 | * Temperature sensor |  | 6
02-07-00045 | * Display board |  | 2
02-07-00046 | * Set of recommended spare parts for 2 years |  | 3 sets
| Spare parts for Fetal monitoring system model Fetatrack 260, Phase VI, SUP/99/19589/5 | The Medical export group of Netherlands
02-07-00047 | * Main PCB Assy | 0260-8201 | 3
02-07-00048 | * Display PCB assy. | 0260-8202 | 2
| Spare parts for Anaesthesia unit model PERSEO, phase VI, SUP/99/19589/4 | The Medical export group of Netherlands
02-07-00049 | * Set of recommended spare parts & consumables for 2 years of operation e.g. silicone resoiration tubings for adult and pediatrics, oxygen sensor, HME antibacterial filtercone 15mm & etc…. |  | 4 sets
02-07-00050 | * Ballon |  | 8
02-07-00051 | * Medical air compressor with all needed connecting accessories |  | 4
02-07-00052 | Spares for Flame photometer Jenway, odel: PFP7 * Air Compressor provide moisture air.supply 220/240, part no. FH207-10 * Spare part and consumable kit, 3 sets | Labquip International LTD. | 3 3
02-07-00053 | Spares for Spectrophotometer, model: Spectronic 20+, P.O. (SUP/97/43928/18) * Tungesten Lamp (box of 10 bulbs) * Pilot lamp * Wave control knob * Power switch- Zero control * Transmittace and Absorbance controle knobe complete with attachements * Filter lever * Fuse | Spectronic Instrument | 3 box lamp 3 3 3 20 3 20
| Spares for Photocopier Minolta, model EP2050, SUP/97/27701/1 | Messerlli Technique information Switzerland
02-07-00054 | * PWB-A Board (Master Board) | 1136-0101-04 | 2
02-07-00055 | * PWB-B Board (MSC Board) | 1136-0102-04 | 2
02-07-00056 | * PWB-C Board (Power Supply Board) | 1136-0103-01 | 2
02-07-00057 | * PWB-D Board (Noise Filter Board) | 1136-0120-03 | 2
02-07-00058 | * PU1 Board (DC Power Supply Unit) | 9325-2310-62 | 2
02-07-00059 | * UN1 (Control Panel) | 1136-0114-02 | 2
02-07-00060 | * PU2 ( Power Supply Unit) | 9325-3310-21 | 2
02-07-00061 | * Service manual |  | 1
02-07-00062 | * Set of recommended spares and accessories for 2 years of operation |  | 4 sets
02-07-00063 | * HV1 (High Voltage Unit) | 9325-1310-23 | 2
02-07-00064 | * Toner MT 201B Photocopier MINOLTA |  | 15
| Spare parts for incubator Memmert BE200 procured under SUP/97/43928/15 | Sandberg - Germany
02-07-00065 | * Working controller module (two boards) |  | 1
02-07-00066 | * Temperature sensor |  | 1
| Accessories for Dental unit model Anthos ECO S procured under Phase V against SUP/99/08072/3 | CIR Anthos, Imola - Italy
02-07-00067 | * Scaler module complete, Piezon EMS with handpiece to fit on ECO S unit |  | 2
02-07-00068 | Dentist stool, color grey |  | 2
02-07-00069 | * Distilled water tank complete with all assembling accessories |  | 2
02-07-00070 | * Set of consumables, disposables, cleaning reagents and cleaning tablets e.g. for surgical aspiration system |  | 4 sset
| Spare parts for dental x-ray model Heliodent DS | Siemens AG - Germany
02-07-00071 | * X-ray tube SR60/7 L |  | 1
02-07-00072 | * Main electrical board |  | 1
| Accessories for Cryotherapy unit model ERBE Kryotur 600 procured under phase V against SUP/99/08072/10 | Fleischhaker GmbH - Germany
02-07-00073 | * Coolant solution, Aqua conservata SR, plastic bottle 500ml |  | 20 bottle
| Spare parts for ECG 3-channel digital model Delta 3 Plus | Remco - Italy
02-07-00074 | * Paper |  | 100 Pack
02-07-00075 | * Battery for ECG Delta plus |  | 12
02-07-00076 | * Board # 5802133 / 971219 / 172 | 5802133 / 971219 / 172 | 3
02-07-00077 | Spares for Electrolux-Wascator Washer-Extractor, model: W230 * Door lock unit, part no. S21 * Thermostat, part no. B11 * Washing machine motor * Program counter, part no. B25 * Fuse, part no. F10 * Fuse, part no. F11-12 * Fuse Transformer, part no. F13 * Fuse, part no. F21-22 * Relay wash, part no. K1-K2 * Relay Spin low, part no. K4 * Relay M21, part no. K21-22 * Motor, Timer, part no. M21 * Program selector, part no. S5 * Switch start+ K51, part no. S6 * Start relay, part no. S11 * Transformer, part no. T1 * Term. Block Ext. supply lnj., part no. X29 * Edge connector timer, part no. X70-89 * Edge connector components, part no. X170-189 * Board, part no. PX1 * Board, part no. X25 | Electrolux - Wascator | 2 5 3 5 10 10 10 10 5 5 5 5 5 5 5 5 5 5 5 5 5
02-07-00078 | Spares for Electrolux-Wascator umble Dryer, model: TT500 * Relay heat, part no. K4 * Relay heat, part no. K5 * Electromic control. Part no. EC1 * Transformer, part no. T3 * Relay fan, part no. K1,-K2 * Fuses, Control power, part no. F1. F2, F3, F4 * Thermal circuit motors, part no. F5, F10 * Vacuum switch, part no. F6 * Thermostat, part no. F7 * Superheating switch, part no. F8 | Electrolux-Wascator | 5 5 5 5 5 5 5 5 5 5
02-07-00079 | Spares for Operation table Stierlen Maquet, model: VELOX II 117 * Head rest, part no. 1002.86-B * Double-hinged head rest, part no. 1002.68-A * Anesthesia screen, part no. 1002.57-B * Redial setting clamp for 1002.57, part no. 1003.23-C * Arm position device, part no. 1001.44-D * Wristlet, part no. 1002.24-C * Body stap, part no. 1001.55 * Goepel knee crutches, part no. 1001.65-A * Universal support, part no. 1002.46-C * Body elevator, part no. 1003.71 * Lateral support, part no. 002.11 A,B,C * Arm rest, part no. 1001.60 | Fleischhacker - Germany | 3 3 3 3 3 3 3 3pair(left & right) 3 3 3 each 3pair(left & right)
| Spare parts for ECG Exercise unit with Treadmill, Phase VI SUP/99/19716/4 | Schiller
02-07-00080 | * Recording paper |  | 20 pack
| Accessories for UV-lamp 365mm procured under Phase V against SUP/99/08072/6 | Sandberg and Schneidewind
02-07-00081 | * Goggles | 98-0002-02 | 2
02-07-00082 | * Lamp stand J138 | 18-0063-01 | 2
02-07-00083 | * Spectacles | 98-0002-01 | 2
| Spare parts for Automatic x-ray film processor model JP-90N | IMS - ITALY
02-07-00084 | * Replenisher pump |  | 5
02-07-00085 | * Worm gear (F-515427) |  | 5
02-07-00086 | * Water flow meter for water filter assembly |  | 4
02-07-00087 | * Filter housing for water filter assembly |  | 6
02-07-00088 | * Drive roll "1" F-512402 |  | 5
02-07-00089 | * Drive roll "2" F-512403 |  | 5
02-07-00090 | * Idle gear pin (F-512441) |  | 6
02-07-00091 | * Gear "2" F-515408 |  | 5
02-07-00092 | * Spring retainer (F-515411) |  | 5
02-07-00093 | * Roller spring (S) F-510424 |  | 40
02-07-00094 | * Roller spring (M) F-510425 |  | 20
02-07-00095 | * Gear "1" F-515406 |  | 4
02-07-00096 | * Roller spring (L) F-510426 |  | 20
| Spare parts for Diesel Generating set 1000KVA procured against SUP/99/20358/1 | SDMO - France
02-07-00097 | * Oil filter | LF 6025 | 20
02-07-00098 | * Fuel filter | FF 6042 | 20
02-07-00099 | * Water filter |  | 10
02-07-00100 | * Average voltage regulator |  | 2
02-07-00101 | * Water pump |  | 1
02-07-00102 | * Gasket Gear housing | 20642 | 2
02-07-00103 | * Gear and shaft | 3019617 | 2
02-07-00104 | * Crank shaft, Engine | 3176429 | 2
02-07-00105 | * Injector | 327978 | 2
02-07-00106 | * Air filter |  | 8
02-07-00107 | Wood's ????? Lamp for diagnostic skin disease complete with all essential accessories and spares for two years of operation | any supplier | 1
02-07-00108 | Physiological Patient Monitor to measure ECG, Temp., NIBP, SpO2 and Respiration with complete set of accessories, consumables, disposables and spares for 2 years of operation + additional 6 Patient cables, 6 adult and 6 child cuffs. Siemens model Sirecust 961 | Siemens AG - Germany | 5
02-07-00109 | Operating table, mobile complete with all accessories and options "anaesthesia screen, radial setting clamp, wristlet, infusion stand, set of arm board, head rest with dual joint, leg plates pair & etc", model Maquet Alphaclassic 1118.02 | MAQUET - Germany | 4
02-07-00110 | Accessory for Microwave therapy apparatus, model: 706 * Instrument (#: EE 543 47 18 946) | Siemens, Germany | 1
02-07-00111 | Cardiac Pacemaker (External), adult and paediatric, with all accessories and dispossables | Nihon & Kohden | 2
02-07-00112 | Accessory for Low frequency therapy apparatus, Neuroton 726S, * PCB(# : 5336532 E2200) | Siemens - Germany | 1
02-07-00113 | Blood glucose monitor portable, complete with all accessories and blood glucose strips: 50 box and set 16 pair spares"batteries" | Hypoguard, Suffolk - England | 16
02-07-00114 | Pediatric Scale, electronic with digital panel with all essential accessories | any supplier | 4
02-07-00115 | Sphygmomanometer, mercury with pediatric cuff + stethoscope dual | MEG | 5 set
02-07-00116 | Defibrillator with pediatric paddles, compelte set of accessories, consumables and spare for 2 years of operation, model CardioServ | Marquette-Hellige - Germany | 4
02-07-00117 | Maintenance and service contract for two years for ENT laser Surgical operating microscope model: OPMIr procured under phase V against SUP/99/08072/2. | Zeiss, Germany | Service contract
02-07-00118 | Re-newing & extension for the Maintenance and service contract for two years for TWO X-ray Units model Multix compact with Serial No.: 01040 and 01038, procured under phase II against SUP/97/43928/7. | Siemens AG - Germany | 2 Years contract
02-07-00119 | Re-newing & extension for the Maintenance and service contract for additional two years for Ultrasound unit model Sonoline Prima LC with Serial No. BCE 1837 procured under phase II against SUP/97/43928/7. | Siemens AG - Germany | 2 Years contract
02-07-00120 | Re-newing & extension for the Maintenance and service contract for additional two years for Ultrasound unit model Sonoline Prima LC with Serial No. BCE 2136 procured under phase III against SUP/98/08582/4 | Siemens AG - Germany | 2 Years contract
02-07-00121 | Re-newing & extension for the Maintenance and service contract for two years for TWO Mobile X-ray units model Mobilett with Serial No. 2420 & 2421 procured under phase II against SUP/97/43928/7 | Siemens AG - Germany | 2 Years contract
02-07-00122 | Re-newing & extension for the Maintenance and service contract for two years for the TWO Servo Ventilators with Serial No. 182736 & 182737 procured under phase II against SUP/97/43928/7 | Siemens AG - Germany | 2 Years contract
02-07-00123 | Medical Vaculyser, suction pump complete with 6 sets of sccessories and consumables, model SAM 35 | MEG | 10
02-07-00124 | Car repair tool set (metric) | HEYCO, Germany 1129-913-M | 4
02-07-00125 | Car repair tool set (inch) | 1115-913-AF | 4
02-07-00126 | Car body repair set (metric) | 1129-920-M | 4
02-07-00127 | Car body repair set (inch) | 1115-920-AF | 4
02-07-00128 | Service tool set (metric) | 1002-910-M | 4
02-07-00129 | Service tool set (inch) | 1002-910-AF | 4
02-07-00130 | Tool set (metric) | 1101-911-M | 12
02-07-00131 | Tool set (inch) | 1101-911-AF | 12
02-07-00132 | Portable car repair set (metric) | 1129-912-M | 5
02-07-00133 | Truck repair set (metric) | 1010-M | 4
02-07-00134 | Truck repair set (inch) | 1010-M | 4
02-07-00135 | Service tool kit (metric) | 1023-940-M | 12
02-07-00136 | Service tool kit (inch) | 1023-940-AF | 12
02-07-00137 | Mechanical tool kit | 1129-942-M | 8
02-07-00138 | Mechanical tool kit | 1129-942-AF | 8
02-07-00139 | Industrial tool kit (metric) | 1140-943-M | 8
02-07-00140 | Industrial tool kit (inch) | 1140-943-AF | 8
02-07-00141 | Electrician tool kit (metric) | 1000-951M | 12
02-07-00142 | Electrician tool kit (inch) | 1000-950-AF | 12
02-07-00143 | Fine mechanic tool set (metric) | 1005-951-M | 10
02-07-00144 | Fine mechanic tool set (inch) | 1005-915-AF | 10
02-07-00145 | Grinder, big |  | 6
02-07-00146 | Grinder, small |  | 6
02-07-00147 | Grinding disc, stone, small |  | 600
02-07-00148 | Grinding disc, metal, small |  | 600
02-07-00149 | Grinding disc, stone. Big |  | 600
02-07-00150 | Grinding disc, metal, big |  | 600
02-07-00151 | Drilling machine, 15mm drill head |  | 6
02-07-00152 | Drill bits, metal, set up to 12mm |  | 12
02-07-00153 | Drill bits, stone, set up to 12mm |  | 12
02-07-00154 | Electrical welding equipment, 220V, 120A, incl. all accessories (protection glass etc.) |  | 6
02-07-00155 | Stand saw for wood cutting |  | 6
02-07-00156 | Welding electrodes 2.5mm, cartons 50 pcs each |  | 120
02-07-00157 | Car lift jack, 10 tons, hydraulic |  | 4
02-07-00158 | Set of: strethoscope light for car ignition, engine compression tester |  | 2
ABROAD TRAINING
02-07-00159 | Application for doctor and engineer for 2 weeks on ENT laser Surgical operating microscope model: OPMIr procured under phase V against SUP/99/08072/2, travel and accomodation expenses should be included in the contract. | Zeiss, Germany | 2 persons
02-07-00160 | Application for 3 doctors and one engineer for a period of 2 weeks in a training center in Germany on application and maintenance of Endoscopic system for laporascopy, Urology and Gynaecology procured under SUP/99/19589/7. Travel and accomodation expenses should be included in the contract. | Fleischhaker GmbH - Germany | 4 persons
02-07-00161 | Abroad Application for one Doctor on TUR-P Trans-urtnel Rescetion prostactrets (Urology) for 2 weeks, ordered under phase VII with code no. 02-07-0016, travel and accomodation expenses should be included in the contract. |  | 1 Doctor
02-07-00162 | Abroad Application for one Doctor on Cystoscopy for 2 weeks, ordered under phase VII with code no. 02-07-0046, travel and accomodation expenses should be included in the contract. |  | 1 Doctor
02-07-00163 | Abroad training for Engineer on maintenance and Doctor on application of Servo ventilator 900C for 2 weeks, procured under phase V against SUP/99/08072/1. Travel and accomodation expenses should be included in the contract. | Siemens AG - Germany | 2 persons
02-07-00164 | Abroad training & application for Engineer on service and Doctor on application for a period of 2 weeks on portable EEG Electroencephalograph 10-channels model EBN euro, VEGA 10 procured under phase IV against SUP/98/01434/3. Travel and accomodation expenses should be included in the contract. | The Medical export group of Netherlands | 2 persons
02-07-00165 | Abroad training for Engineer on maintenance and Doctor on application for a period of 2 weeks on portable Electromyograph EMG model Schwarzer myos plus 2 procured under phase VI against SUP/99/19716/15 2 weeks. Travel and accomodation expenses should be included in the contract. | The Medical export group of Netherlands | 2 persons
02-07-00166 | Abroad training and application for one Engineer on Water treatment unit proured under phase VI against SUP/99/19589/23 for a period of 2 weeks. Travel and accomodation expenses should be included in the contract. | Fresenius medical care - Germany | 1 Person
02-07-00167 | Training for 2 mechanical engineers for a period of 2 weeks on the 1000KVA Diesel Generating set procured against SUP/99/20358/1, travel and accomodation expenses should be included in the contract. | SDMO - France | 2 Persons
02-07-00168 | Training for 2 Radiologists and engineer on application and maintenance of CT Scan model Somatom AR star procured under Phase IV against SUP/98/31355/2 for a period of 3 weeks. Travel and accomodation expenses should be included in the contract. | Siemens AG - Germany | 3 persons
| Spare parts for Erbotom HF-surgery Unit model ICC 300 | Fleischhaker GmbH
02-07-00169 | * Electrode handle with two button |  | 4
02-07-00170 | * Cord for electrode handle 3 mtr |  | 4
02-07-00171 | * Pack of 50 pcs Neutral electrode |  | 50
02-07-00172 | * Foot switch |  | 4
02-07-00173 | * Needle electrode-straight 22mm |  | 4
02-07-00174 | * Mother Board | 30128-394 | 2
02-07-00175 | * CPU PCB | 30128-052 | 2
02-07-00176 | * Control Board PCB | 30128-357 | 2
02-07-00177 | * Sensor Board | 30128- 561 | 1
02-07-00178 | * Relays Board | 30128- 352 | 2
| Spare parts for Haematokrit Centrifuge 230V | A. Hettich, Tuttlingen
02-07-00179 | Motor | E941 | 2
02-07-00180 | Carbon brush | E603 | 10
02-07-00181 | Micro switch | 286 | 2
02-07-00182 | Switching panel | 243 | 2
ORTHOPEDIC DEPARTMENT
02-07-00183 | Orthopedic traction operation table, electric complete with all attachement and accessories, for use with X-ray C-arm. | MAQUET - Germany | 3
02-07-00184 | Orthopedic External fixator system complete with all essential accessories | Teufel - Germany | 1
02-07-00185 | Electrical Drill, complete with all essential accessories | Teufel - Germany | 1
02-07-00186 | Internal fixation set | Teufel - Germany | 2 sets
02-07-00187 | Orthopedic K. wires different sizes | Teufel - Germany | set
02-07-00188 | Set of K. wire including instruments | Teufel - Germany | set
02-07-00189 | Orthopedic beds for orthopedic ward complete with all accessories and essential options | Teufel - Germany | 16
02-07-00190 | Osteotomes, different sizes | Teufel - Germany | set
02-07-00191 | Orthopedic Rush nails | Teufel - Germany | 2 sets
02-07-00192 | Orthopedic Hammers | Teufel - Germany | 6
02-07-00193 | Orthopedic Gigly saw | Teufel - Germany | 2
02-07-00194 | Orthopedic screws, cancellons and corticall all sizes, set | Teufel - Germany | 3 set
02-07-00195 | Lapratomy complete set instrument and accessory set | Any Supplier | one
02-07-00196 | Dynamic versatile modular system (for Humeral, femoral, tibial, digital pelvic and joint fusion, distal radial fractures, pilon fractures, segmeital transport for bone loss) | Orthofix Srl. Via delle, Nazioni-Bussolenga-Italy | 3 set
02-07-00197 | Penning Mini fixator Sterilization Box | " | 2
02-07-00198 | Instrumentation Sterilization Box | " | 2
02-07-00199 | Lower Extremitiy truma Sterilization Box | " | 2
02-07-00200 | Tibial nailing system, complete set | " | 2
02-07-00201 | Bone Screw Sterilization Box | " | 2
02-07-00202 | Set for Growth Plate Distraction | " | 2
02-07-00203 | Bone elevator (corba) | any supplier | 2 pcs
02-07-00204 | External fixation set (Martin) | Teufel - Germany | 10 sets
02-07-00205 | Crutlets (Wallking aids) | any supplier | 100
02-07-00206 | Bone cutter |  | 6
02-07-00207 | Tonsillectomy set |  | 1
02-07-00208 | Auroscop (opareting type) | Hiene -B-01.11.494 | 2
02-07-00209 | Ear specule (Metalic) |  | 1
02-07-00210 | Crocodiles forceps |  | 5
02-07-00211 | Jobson Horns Probe |  | 5
02-07-00212 | Cawthorn ceromen hook |  | 5
02-07-00213 | Laryngel mirrors |  | 5
02-07-00214 | Lempert suction tube (Zoellner suction tube with fine detachable ends) |  | 5
02-07-00215 | Microscope (Operating mobile zeizz), EP 205 (OPMI) ORLIS 5floor stand | Zeiss, Germany | 1
02-07-00216 | Myringotomy Knife |  | 3
02-07-00217 | Killian nasal specula (4 size) |  | 4
02-07-00218 | Asch nasal forceps (Adult size,paediatic size |  | 4
02-07-00219 | Walsham nasal forcps (adult size ,paediatic size) |  | 4
02-07-00220 | Tilly nasal dressing forceps (adult size ,paediatic size) |  | 5
ENT DEPARTMENT
02-07-00221 | Nasopharyhgoscope complete with all essential accessories | Any supply | 3
02-07-00222 | ENT consultants examination table | Vamed, Austria | 2
02-07-00223 | Auroscope crocdile forceps | Vamed, Austria | 2
02-07-00224 | Light source | Vamed, Austria | 2
02-07-00225 | Killian nasal speculum, 4 size | Vamed, Austria | 8
02-07-00226 | Trichlon | Vamed, Austria | 2
02-07-00227 | Vasaline Packs, silver nitrate 50% | Vamed, Austria | 2
02-07-00228 | Audiometer, Clinical model: SD 50, complete with optional accessories, e.g. patient microphone, ear-tone…. Set of consumables for two years of operation, service & operation manuals in English | Siemens AG | 1
02-07-00229 | Bronchoscope, Flexible for pediatric with Light Source with 10 spare bulb, Suction pump with extra bottle and plastic lines with extra liquid for Disinfector, all essential accessories or consumable for two years of operation, service & operation manuals in English | Olympus | 1
02-07-00230 | Ear Syringe | Vamed, Austria | 2
02-07-00231 | Kidney dishes | Vamed, Austria | 2
02-07-00232 | Single pneumatic speculum with set of 5 of specula, blad finish | Vamed, Austria | 2
02-07-00233 | Tuning forks (different frqunces) | Vamed, Austria | 2
02-07-00234 | Double-Ballon nasal Tampoons | Vamed, Austria | 2
02-07-00235 | Emergency laryngostomy tube & stainless steel scalpe blade | Vamed, Austria | 2
02-07-00236 | Post nasal mirrors (diffrerent size) | Vamed, Austria | 2
02-07-00237 | ENT Diagnostic , B-95.20.350 | Hiene Catalogue - B-95.20.350 | 2
02-07-00238 | Tracheostomy tube (metalic) different size | Vamed, Austria | 100
02-07-00239 | Tracheostomy tube (porlex ) different size (cuffed-uncuffed) | Vamed, Austria | 400
02-07-00240 | Tilly Henckel punch Forceps | Vamed, Austria | 2
02-07-00241 | Hydraulic foot-operated chair stool | Vamed, Austria | 2
02-07-00242 | Lack togue plates | Vamed, Austria | 2
02-07-00243 | Seymonr Jones Antrum punch forcaps | Vamed, Austria | 2
02-07-00244 | Yankanere post nasal speculam | Vamed, Austria | 2
02-07-00245 | Hill elevator | Vamed, Austria | 2
02-07-00246 | Freer elevator & dissector | Vamed, Austria | 2
02-07-00247 | Sinuscope flexible & screen | Vamed, Austria | 2
02-07-00248 | ENT Rigid Rinoscope, complete with all accessories and essential kits | Vamed, Austria | 1
02-07-00249 | ENT Ear microscope, complete with all essential accessories | Vamed, Austria | 1
02-07-00250 | ENT Treacheotomy set, complete with all essential accessories | Vamed, Austria | 1
02-07-00251 | Pounch forceps for polyp nosal | Vamed, Austria | 4
02-07-00252 | ENT Septoplasty set, complete with all essential accessories | Vamed, Austria | 1
02-07-00253 | Flexible nose phanynogoscope | Vamed, Austria | 2
02-07-00254 | Laryngeal mirrors of different sizes | Vamed, Austria | 4 set
02-07-00255 | Grednoted for nasal surgery | Vamed, Austria | 4 set
02-07-00256 | Nasal snare-krause | Vamed, Austria | 4 set
02-07-00257 | Balknce spare-aural | Vamed, Austria | 4 set
02-07-00258 | Siegles speculum | Vamed, Austria | 4 set
02-07-00259 | Lead apron 100 cm length | Any Supplier | 6
02-07-00260 | Lead apron 120 cm length | Any Supplier | 6
02-07-00261 | Analoge multimeter | FLUK | 8
02-07-00262 | Digital multimeter | FLUK | 2
02-07-00263 | Soldering iron 30 - 100 Watt. | HEYCO | 10
02-07-00264 | Set of ball head hexogonal wrench | HEYCO | 5
02-07-00265 | Portable grinder machine | BOSCH | 4
02-07-00266 | Vaccum compresser 1.hP.Bristol | H.Jessen Jurgensen. | 2
02-07-00267 | Clamp meter 0 - 600A. Bristol | H.Jessen Jurgensen. | 2
02-07-00268 | Pressure gauge for sphygnomanometer | Fleischhacker | 250
02-07-00269 | Glass tube for sphygnomanometer ( Mercury ). | Fleischhacker | 200
02-07-00270 | Cuff for sphygnomanometer | Fleischhacker | 500
02-07-00271 | Mercury for sphygnomanometer | Fleischhacker | 15Kg.
02-07-00272 | Precission Vernier calipers / 1806 | HEYCO | 2
02-07-00273 | Adjustable Hack saw frame / 1610 | HEYCO | 4
02-07-00274 | Hacksaw blades ( 1615 & 1616 & 1617 ) | HEYCO | 40 each
02-07-00275 | Full set of ENT examination unit - Head light - Head mirrors - Tangue depress of different sizes - Thudicum nesal speculum of different sizes - Killian nasal speculum of different sizes - Tilley nasal dressing forceps - Jobson Horn probes - Autachion Catheters - Electrical nasal cautery - Tilley Henkle - Antral wash out trocher & cannula (Tilly lichwitz) - Post nasal mirrors of different sizes - Xylocaine spray 10% - Crocodile forceps of different sizes - Aural speculums of different sizes - Tilley aural forceps - Asche's nasal septal forceps - Walsham's redressing foceps right & left - Hartmonns Tuning fork set - Barany noise instrument - Aural syringes, - Chiron politezerization bag - St. betrs model blunt hook - Cowthorne cerumen hook - Agnew Myrngotome - Hunter Tod's Aural forceps | Vamed, Austria | 4 each set
02-07-00276 | Modular operating light system, for multifunctional ceiling attachment system, three combinations" one small, one large satellites and one adaptor. Set of spare bulbs for 2 years of operation | Heraeus GmbH D-63405 Hanau Germany | 4
02-07-00277 | Kitchen unit for 400 bed hospital, complete with all accessories, installation by the supplier | SIABS GRANDI CUCINE s.r.l - Italy | 1
02-07-00278 | Kitchen unit for 100 bed hospital, complete with all accessories, installation by the supplier | SIABS GRANDI CUCINE s.r.l - Italy | 4
02-07-00279 | D.C (shock) defibrillator, with monitor and recorder, Cardio Aid MC+, or similar, with external Adult and Paediatric paddle - Extra 6 rechargeable battery - Recording paper (Qty. 100 box) - Extra gel (Qty. 100 Ltr.) - Extra ECG patient cable, (3 & 5 leads, Qty. 2 each) - Extra pre-jelled electrod (Qty. 100 box) | Medical export group | 6
| Accessories and items from VBM Catalogue: | VBM Medizintechnik GmbH, Sulz - Germany
02-07-00280 | * Emergency bag standard complete with all accessories | 30-80-001 | 10
02-07-00281 | Modular operating light system, single ceiling attachmnet. Set spare bulb for 2 years of operation | Heraeus GmbH D-63405 Hanau Germany | 2
02-07-00282 | Axillary products for Gastroscopy(Olympus) for complete functional performance | Olympus | SET
02-07-00283 | * Electrosurgical unit PSD-10 |  | 1
02-07-00284 | * Electrosurgical Unit UES-10 |  | 1
02-07-00285 | * Manual disinfector TD-20 |  | 1
02-07-00286 | * Ultrasonic Cleaner KS-2 |  | 1
02-07-00287 | * OES maintenance unit MU-1 |  | 1
02-07-00288 | * OES Leakage tester MB-155 |  | 1
02-07-00289 | * Injectors for varicose veins adaptable to Olympus Q40 endoscope, 3 injectors |  | 3
02-07-00290 | * Endoscopic brushes: Olympus, adaptable to Fiberscope Q40 |  | set
02-07-00291 | * Diathermic Snarers: Adaptable with Q40 series
02-07-00292 | 1) Oral |  | 3
02-07-00293 | 2) Crescen |  | 3
02-07-00294 | 3) Minioral |  | 3
02-07-00295 | 4) Wire type |  | 3
02-07-00296 | CT micropaque contrast powder | Siemens AG - Germany | 200 bottle
02-07-00297 | * Omnipaque contrast, I.V infusion solution, standard size | " | 200 bottle
02-07-00298 | * Optiray 300 (Ioversol), I.V contrast infusion solution, size: 50cc | " | 300 bottle
02-07-00299 | * Gastrolux contrast | " | 200 bottle
02-07-00300 | Accessories for CT scan Somatom AR Star | Siemens AG - Germany
02-07-00301 | * Rewritable optical Disk (MOD) DEC-702, 2 Gega, Pioneer | " | 10
02-07-00302 | * Couch cover, Kimberly - Clark, | " | 200 roll
02-07-00303 | X-ray films for Mammomat 300 | Siemens AG - Germany
02-07-00304 | * Size 24x30 cm, pack of 100 | " | 50 box
02-07-00305 | * Size 18x24 cm, pack of 100 | " | 50 box
02-07-00306 | Bone marrow biopsy set pediatric size | Any Supplier | 2
02-07-00307 | Bone marrow set pediatric size | Any Supplier | 2
02-07-00308 | Portable video projector model In-focus LP400 with remote control, complete with all accessories and 4 spare lamp | Jacky's Electronic - Dubai/UAE | 1
02-07-00309 | Low preasure chest suction complete with all essential accessories and spares for one year (Surgerical use) | Any Supplier | 2
02-07-00310 | Slide projector complete with all accessories, model Ektapro 9020 | Kodak | 1
02-07-00311 | * Lamp |  | 4
02-07-00312 | * IR remote control |  | 1
02-07-00313 | * Zoom lens |  | 1
02-07-00314 | Labtop computer, model Toshiba 4100 DVD with LCD monitor 15", Arabic enabled with sound card with Norton antivirus software, last version | Toshiba | 4
02-07-00315 | Video C.D. (D.V.D) complete set with accessories | Sony | 2
02-07-00316 | Digital Vidio Camera, model DCR-TRV with accessories: memory stick 4mo, cable R5232C, C.D Rom picture gear, Battery NP-FM 91, 20 video cassettes, camera bag Les-GL1, Flash HVL-10 D.C, Tripode VCT-670 RM, Lens Grand angle VCL-0630 | Sony | 2
02-07-00317 | Radiographic/Fluoroscopic unit, mobile (C-arm) complete with all accessories & set of spare parts for 2 years. Installation by the supplier and training for a period of 2 weeks for one engineer and Radiologist. Siemens Model: Siremobil 2000-1 with 23cm image intensifier | Siemens AG | 1
02-07-00318 | Bilirubinometer model Leica Unistat with all essential accessories, reagent and spares for 2 years. | Leica | 4
02-07-00319 | * Extra Disposable cuvettes, pack of 50 |  | 10 pack
02-07-00320 | * Extra calibration cuvette |  | 10
02-07-00321 | * Extra high-level check cuvette |  | 10
02-07-00322 | * Extra low-level cuvette |  | 10
02-07-00323 | Electrocardiograph multichannel, digital with preview screen, battery operation and recording system with chart and set of consumables, disposables and spare parts for 2 years of operation incl. Patient leads and 500 electrodes | Nihon Kohden - Japan | 2
02-07-00324 | Computer, WHO standard, Pentium 2, Arabic enabled, 64MBMemory, 6 GB Hard Disc, Win 95, Office 97, CD drive 64X + Multimedia accessories, SVGA (8 Mbytes video RAM) card and Monitor 15" , minitower case | Hewlett Packard | 6
02-07-00325 | Computer disk standard size | any supplier | 6
02-07-00326 | HP LaserJet Printer, 1100, incl. toner cartridge | HP | 6
02-07-00327 | Cartridge for HP1100(extra) | HP | 6
02-07-00328 | UPS-Backup Pro, 220V, 650W | APC | 6
02-07-00329 | Norton Antivirus, last version |  | 2
02-07-00330 | Scanner, manual and automati, 400-600 rpm, 220V with consumables kit | HP | 2
02-07-00331 | Library shelving model 100 D.4 double door cupboard | WHO Supplies & Equipment | 4
02-07-00332 | Photocopy Machine complete with all accessories, sorter 7 stapler AFR with 3 paper drum with set of accessories, consumables and spare parts for 200,000 copies, 20 extra toner | CANON | 10
02-07-00333 | Anesthetic breathing system (maplescon A, maplescon F system) | Any supply | 1
02-07-00334 | Microscope model BX-40-12H2 with 30 spare bulb | Olympus | 6
02-07-00335 | ELISA system for Hormonal assay (T3,T4,TSH, Progestiron, Oestrogen, Prolactin, FSH, LH, Testrosteron, Cortisol), 100 Test for each of the above hormon, with all accessories and set of spares and consumables: lamp, paper.. for 2 years, installation by supplier and training for lab. technician and engineer on maintenance. | Coulter - HemoLiance Radiometer | 1
02-07-00336 | Incinerator apparatus (Furnace), medical use, complete with all essential accessories and set of recommended spares for 2 years, installation by supplier and training for one technician to be conducted locally | any supplier | 1
02-07-00337 | Anaesthesia delivery unit with Monitor & ventilator incl. Halothane and Isoflurance vaporizer, closed cuircit system with 5 galons of Soda lime. , spares, consumables and maintenance parts for two years of operation, service and operation manual in English, Installation, training for a period of 2 weeks for two anaesthesiologists and one engineer by the supplier. Siemens model 710 | Siemens AG - Germany | 3
| Quality control and consistency testing in diagnostic radiology | Rego Gollwitzer GmbH D-86156 Augsburg Germany
02-07-00338 | * Rego-set no.1 set for examining X-ray unit and film processing complete set |  | 2 set
02-07-00339 | * Set for examining film processors complete set no. 5 |  | 2 set
02-07-00340 | * Documents on Radiograhic and methods of radiation measurements |  | set
02-07-00341 | * Abroad Training on the above equipment for one engineer for a period of 2 weeks, travel and accomodation expenses should be included in the contract. |  | Training
02-07-00342 | CT-scan Dry films for Agfa model Dry Star 3000, 14x17 inch., pack of 100 | Agfa | 50 box
02-07-00343 | Water mattress complete with all essential accessories | MEG | 12
02-07-00344 | Air-mattress, anti-decubitis for adults with electrical pump | MEG | 15
02-07-00345 | Nerve stimulators with stimulating needle, TENS for acute pain, with set of accessories and consumables for 2 years of operation | MEG | 5
02-07-00346 | Spirometer diagnostic complete with computer and all accessories and spare parts for two years + additional tranducers, Installation and training for doctor on application. Service and operation manuals in English, 220V 50Hz | Schiller/Switzerland, Medical Graphics GmbH/Germany | 2
02-07-00347 | X-ray protection screen "lead glass" 70x80 cm | Siemens AG - Germany | 2
02-07-00348 | Electronic drop controller for infusion, model Quicktrol | Fleischhaker GmbH | 6
| Air compressor for Ventilator model Siemens Servo 900C, SUP/99/08072/1 | Siemens AG - Germany
02-07-00349 | * Compressor 230V, 50Hz | 063 05 198 EH81E | 5
02-07-00350 | * Male quick coupling for air Aga |  | 5
02-07-00351 | Oxygen concentrator, Oxymat 3 complete with all essential accessories and set of consumaables per each unit | Fleischhaker GmbH | 15
02-07-00352 | Sphygmomanometers, mercury | Any supply | 10
02-07-00353 | Capnograaph, carbon dioxide monitor, exhaled gas with built-in printer, complete with all essential accessories: filters, papers, trap, breathing lines & etc.. for two years of operation with following specifications: | Datex-Engstrom | 4
02-07-00354 | * Stand-alone capnograph/oximeter
02-07-00355 | * Sensor: Sidestream and mainstream
02-07-00356 | * Analog output for CO2, SpO2, O2 & flow
02-07-00357 | * Display of CO2, N2O, O2, respiration rate & continuous CO2 concentration
02-07-00358 | * Air way pressure waveform
02-07-00359 | Dental X-ray unit model Heliodent DC, installation by the supplier and set of spares for two years of operation | Siemens AG | 2
02-07-00360 | Air compressor for Ventilator model Siemens Servo 900C, SUP/99/08072/1 | Siemens AG - Germany
02-07-00361 | * Compressor 230V, 50Hz | 063 05 198 EH81E | 5
02-07-00362 | * Male quick coupling for air Aga |  | 5
| Medical Furniture "Varimed" SCHMITZ reference work 98/99 | Schmitz and Sohne GmbH, D-58734 Wickede - Germany
02-07-00363 | Stool, chromium-plated rectangular steel tube frame, seat upholstered with leatherrette: LxWxH 360x360x450mm, color: White | 222.236 | 5
02-07-00364 | Swivel Stool, 5-arm plastic-enamel coated aluminium base, height adjustment by means of anatomic-lift gas spring, seat upholstered with leatherrette, color green | 222.281 | 10
02-07-00365 | Varimed medi-net general purpose table mobile with 4 clad double casters diam. 75mm, chromium-plated or powder-coated rectangular steel tube frame, drawers with black galvanized ball-bearing precision runners: LxWxH 580x450x850 mm, color: White | 232.601 | 5
02-07-00366 | Injection dispenser, pearl white LxWxH: 600x220x450 mm, White color | 201.151 | 2
02-07-00367 | Injection dispenser, grey, first-in/first-out system suitable for wall mounting LxWxH: 730x240x410 mm, White color | 201.161 | 2
02-07-00368 | Examination / Blood donation chair, base of rectangular tube, powder-coated, seat, back rest and arm rests upholstered in black leatherrette | 221.186 | 4
02-07-00369 | Halogen examination lamp, with 5-arm base, chromium-plated, mobile, height adjustment from 1,200 to 1,900 mm. White color | 241.416 | 4
02-07-00370 | Halogen examination lamp, 220V, 12V, 20W halogen cool bulb, 18,000 lux, chromium-plated arm. White color | 241.412 | 2
02-07-00371 | Step, chromium-plated frame, tread made of polyurethane, black, LxWxH: 490x330x240 | 251.112 | 2
02-07-00372 | Refuse bucket, 18/10 stainless steel outer, inner container and lid, capacity 14 l. | 251.213 | 10
02-07-00373 | Bed screen, 3 parts without curtain | 251.152 | 1
02-07-00374 | Medicine poisons cupboards, hinged sheet steel door, LH hinges, with safety lock, adjustable plastic shelf, white color, LxWxH: 450x350x600 mm | 271.168 | 2
02-07-00375 | Medicine cupboards, 2 vhinged sheet steel doors, with lock, 5 adjustable plastic shelves, 14 adjustable plastic containers set in inner side of doors. LxH: 1000x(1750x450) mm | 271.601 | 2
02-07-00376 | Theatre seat, upholstered seat with electrically conductive cover, height adjustment fromn 550 to 780 mm by means of gas spring, with foot ring release, back rest with electrically conductive cover. Black color | 222.167 | 2
02-07-00377 | Theatre seat, saddle-shaped pad with electrically conductive cover, with back rest, height adjustment from 550 to 780 mm by means of gas spring, foot ring release. Black Color | 222.168 | 4
02-07-00378 | Solid linen container, 18/10 stainless steel frame, 1 laundry bag holder, firmly welded, with rubber ring, 4 swivel casters, diam. 75 mm with all accessories: lid plastic with fastening attachment, w/plastic handle; lid plastic without fastening attachment, w/plastic handle and linen bag self-emptying. White color | 252.130, Accessories: 200.231 / 200.232 / 200.176 | 13 each
02-07-00379 | Surgeon's seat, seat disc upholstered, electrically conductive cover, height adjustment 525 to 705 mm. Black color | 222.153 | 2
02-07-00380 | Refuse bucket, removable 12 l bucket in 18/10 stainless steel frame with pushing handle in 18/10 stainless steel profiled plastic wrap-around bumper, electrically conductive, rust proof, frame height 230 mm. Bucket lid in 18/10 stainless steel, White color | 252.119, Accessories: 200.137 | 4
02-07-00381 | Anaesthetics trolleys, 4 swivel-mounted casters diam. 125 mm, consisting of 2 full lock-type, electrically conductive with revolving bumpers, 2 drawers: 520x65x410 mm and 6 drawers: 218x145x475 mm | 263-110 | 5
02-07-00382 | Dressing and treatment trolley, 4 swivel-mounted casters diam. 125 mm, consisting of 2 full lock-type, electrically conductive with revolving bumpers, 3 drawers type: 218x145x475 mm | 263-209 | 10
02-07-00383 | X-ray protection Wrap around apron | Rego Gollwitzer GmbH D-86156 Augsburg Germany | 6
02-07-00384 | Dental handpiece: W&H Profin contra-angle handpiece 967 A/1,2 | W&H, Burmoos - Austria | 10
02-07-00385 | * Additional sets of all LTA tips for Profin |  | 50 set
02-07-00386 | Dental Handpiece: W&H Prophy straight handpieceWP-64 | W&H, Burmoos - Austria | 10
02-07-00387 | * Additional sets of all disposable prophy cups and brushes |  | 50 set
| Requirements for 3 "Two stage steam type absorption chiller, Cooler tower and Boiler" procured under phase VI against SUP/99/19643/1 and SUP/99/19643/14. | Marubeni heavy machinery trading - Shinjuku -KU Japan
02-07-00388 | * Installation by supplier, training for 2 engineers on maintenance, service and operation. Travel and accomodation expenses should be included in the contract. |  | Installation & training 2
02-07-00389 | Accessory for W&H Handpieces, * special Pressure guage with adaptor to be fixed on turbine module to measure driven pressure on handpieces | W&H, Burmoos - Austria | 2
02-07-00390 | Bronchoscope, Flexible for adult with Light Source with 10 spare bulb, with extra bottle and plastic lines, Manual Disinfector with extra liquid for Disinfector, all essential accessories or consumable for two years of operation, 10 biopsy forceps, service & operation manuals in English | Olympus | 1
02-07-00391 | Emptying set for coolant circuits for Cryotherapy unit model Kryotur 600 | Medical Export Group of Netherlands | 2
02-07-00392 | Continuous microwave therapy, model Radarmed 650, complete with all accessories and spare parts for 2 years | ENRAF Nonius | 1
02-07-00393 | Continuous/pulsed shortwave therapy, model Curapuls 970 complete with all accessories and spare parts for 2 years | ENRAF Nonius | 1
02-07-00394 | Urodynamic measurment system, model PHOENIX MK2, complete with all accessories and spare parts for 2 years of operation including: | Alby medical, Ross-Shire-Scotland | 1 set
02-07-00395 | * Recording channel: Up to 16
02-07-00396 | * Digital image processing
02-07-00397 | * Built-in Uroflometer
02-07-00398 | * Monitor 17"
02-07-00399 | Insulin syringes with needle, 1 ml, pack of 100 | WHO Supplies & Equipment | 50 pack
02-07-00400 | Insulin needles 1 ml, pack of 100 | WHO Supplies & Equipment | 100 pack
02-07-00401 | Oil spray bottles with adapter for W&H "turbines 700 series and contra-angles" | W&H - Burmoos, Austria | 50
| Furnituer and Equipment ordered from OTTO BOCK CATALOGUE | OTTO BOCK Orthopedic Industry "Planning and Equipping" 1995/1996
02-07-00402 | Storage cabinet, steel sheet, double winged door with safety lock | 758F2=40B | 4
02-07-00403 | Desk, laminated desk top with edge band, 2 lower cabinet, steel sheet | 758T6 | 2
02-07-00404 | Corner Desk, laminateddesk top with edge band,lower cabinet on left, lower cabinet on right | 758T7 | 2
02-07-00405 | File cabinet | 758F9 | 2
02-07-00406 | Drawer unit, steel sheet with central safety lock 4drawers pull out fully | 758F7 | 4
02-07-00407 | Swivel chair, on roller outer shell on seat and back rest (without arm rest) | 758H14=1 | 2
02-07-00408 | Swivel chair, on roller outer shell on seat and back rest (with arm rest) | 758H14=2 | 8
02-07-00409 | Visitors chair, with armrests | 758H10 | 8
02-07-00410 | Swivel stool, five leg chromed steel base | 758H7 | 8
02-07-00411 | Table, chromed square steel bar base | 758T8=140*70 | 2
02-07-00412 | Caliper | 743S3 | 2
02-07-00413 | Mallet | 705G1 | 2
02-07-00414 | Pipe cutter | 719R1 | 2
02-07-00415 | Storage cabinet, steel sheet, with 11 shelves, 2 swinging doors | 758F8=2 | 10
02-07-00416 | Storage box, polyethylene (dimemsion 103*75*160). | 758Y9=1 | 50
02-07-00417 | Storage box, polyethylene (dimension 150*125*230). | 758Y9=2 | 50
02-07-00418 | Storage box, polyethylene (dimension 210*145*350). | 758Y9=3 | 50
02-07-00419 | Storage box, polyethylene (dimension 210*200*350) | 758Y9=4 | 50
02-07-00420 | Storage box, polyethylene (dimension 315*200*500) | 758Y9=5 | 50
02-07-00421 | Storage box, polyethylene (dimension 230*115*500) | 758Y9=6 | 50
02-07-00422 | Storage cabinet for small pieces, sheetmetal housing with non-skid bottom (hight 285, drawers 16 ) | 758Y10=1 | 5
02-07-00423 | Storage cabinet for small pieces, sheetmetal housing with non-skid bottom (hight 420, drawers 36) | 758Y=3 | 10
02-07-00424 | Shelving for sheet material storage | 758R7 | 4
02-07-00425 | Lift platform for weelchairs, solid steel construction, with hand-operable hydrauliclift mechanism, removable aluminum platform with ramp, over load valve | 703B1 | 2
02-07-00426 | Tap and die set, HSS, DIN standards, 27 pieces, from M3 toM10, with tap wrench and die holder | 731Z1 | 1
02-07-00427 | Oil can, plastic, with built-in pump | 754M5 | 3
02-07-00428 | Welding gloves | 756Y8 | 3
02-07-00429 | Welding face shield | 756Y7 | 1
02-07-00430 | Safety glasses | 756Y6=2 | 2
ANAESTHESIA DEPARTMENT
02-07-00431 | Schroeder stylet, cat no. 50 34 00 | RUSCH - GERMANY | 50
02-07-00432 | Silkospray (universal silicone spray), cat no. 55 60 00 | RUSCH - GERMANY | 100
02-07-00433 | Insertion aid for fibre optic Intubation, 7.0 to 8.5mm, cat no. 50 26 00 | RUSCH - GERMANY | 10
02-07-00434 | Bronchopart double-Lumen bronchial tube set | RUSCH - GERMANY
02-07-00435 | Tracheal tube (Ruschelit) with low-pressure cuff size: 5.0, 5.5, 6.0, 6.5, 7.0, 7.5, 8.0 and 8.8 mm | RUSCH - GERMANY
02-07-00436 | - | Cat. No.11 22 80 | 500
02-07-00437 | - | Cat. No.11 17 80 | 150
02-07-00438 | - | Cat. No.11 17 81 | 100
02-07-00439 | - | Cat. No.11 12 80 | 50
02-07-00440 | Laser -resistant tracheal tube for Laryngeal surgery, size: 4.0 to 8.0mm, cat # 10 20 04 | RUSCH - GERMANY | 10
02-07-00441 | Armoured tracheal tube, with performed cuff, nasal/oral size 5.0 to 9.0mm | RUSCH - GERMANY
02-07-00442 | - | Cat. No. 10 35 04 | 100
02-07-00443 | - | Cat. No. 10 40 60 | 50
02-07-00444 | Armoured tracheal tube, with performed cuff, nasal/oral size 3.5 to 10.0mm | Cat. No. 10 39 01 | 50
02-07-00445 | Bronchus blocker 1700, cat no. 33 06 00 | RUSCH - GERMANY | 5
02-07-00446 | Left side cat no. 11 61 00 | RUSCH - GERMANY | 20
02-07-00447 | Right side cat no. 11 62 00 | RUSCH - GERMANY | 20
02-07-00448 | Stent Forceps, cat no. 50 70 00 | RUSCH - GERMANY | 2
02-07-00449 | Nasopharngeal air way made of soft rubber | RUSCH - GERMANY
02-07-00450 | Cat No. 12 55 00 |  | 20
02-07-00451 | Cat No. 18 52 00 |  | 10
02-07-00452 | Oropharngeal air way, size: 000-6, cat no. 12 47 01 | RUSCH - GERMANY | 100
02-07-00453 | Allround Face mask made of rubber, size: 1, 2, 3, cat no. 15 40 65 | RUSCH - GERMANY | 50
02-07-00454 | Rebreathing bag made of silkolatex, 0.5, 1.0, 1.5, 2.0, 2.5, 3.0, 3.5 liters, cat no. 15 11 63 | RUSCH - GERMANY | 100
02-07-00455 | Pediatric Anaesthesia Set, cat no. 15 94 68 | RUSCH - GERMANY | 20
02-07-00456 | Variofix set, cat no. 15 98 04 | RUSCH - GERMANY | 10
02-07-00457 | M-connector made of plastic, cat no. 51 47 00 | RUSCH - GERMANY | 50
02-07-00458 | Y-connector, cat no. 51 41 00 | RUSCH - GERMANY | 50
02-07-00459 | T-connector , plastic, cat no. 51 44 00 | RUSCH - GERMANY | 50
02-07-00460 | Aluminium connectors, cat no. 51 43 00 | RUSCH - GERMANY | 50
02-07-00461 | Y-connector, right angled, cat no. 51 45 00 | RUSCH - GERMANY | 20
02-07-00462 | Chest heating blanket, cat no. 57 00 00 | RUSCH - GERMANY | 10
02-07-00463 | Whole-body heating blanket, cat no. 57 01 00 | RUSCH - GERMANY | 10
02-07-00464 | Pediatric pad, cat no. 57 02 00 | RUSCH - GERMANY | 10
02-07-00465 | Special Foam core, cat no. 57 02 01 | RUSCH - GERMANY | 10
02-07-00466 | Soft rubber gags, cat no. 61 00 00 | RUSCH - GERMANY | 20
02-07-00467 | Tourniquet Devices for I.V Regional Anesthesia, REF. 19-15-500 | VBM GmbH, Germany | 5
02-07-00468 | Jet ventilation catheter acc. Ravussin | VBM GmbH, Germany
02-07-00469 | For Infant, 18G | REF. 30-02-018-1 | 20
02-07-00470 | For Child, 14G | REF. 30-02-014-1 | 20
02-07-00471 | For Adults, 13G | REF. 30-02-013-1 | 20
02-07-00472 | Emergency Cricothyrotomy Device | VBM GmbH, Germany
02-07-00473 | For Child, | REF. 30-04-002-1 | 20
02-07-00474 | For Adults, | REF. 30-02-004-1 | 20
02-07-00475 | Tourniquet ,, Tourny I" , REF. 20-30-000 | VBM GmbH, Germany | 5
02-07-00476 | Laryngoscope with blades size 0-5 |  | 3 set
02-07-00477 | Laryngoscope masks Size (2-5) |  | 13 sets
02-07-00478 | Gum elastic Bougie, for anesthesia unit patient part |  | 5
02-07-00479 | Armared endotracheal tubes, (size 4-9) |  | 10 sets
02-07-00480 | Pulse Oximeter, complete unit with accessories, consumables and spare parts for two year of operation, with 2 additional sensor probes for adult, child and neonatal, 220V manuals in English NO DISPOSABLE SENSOR PROBES | Ohmeda - France | 2
02-07-00481 | Anesthetic cart, model 500P | Armstrong AKL AA | 2
02-07-00482 | Anaesthesia delivery unit complete with ventilator incl. Halothane and Isoflurance vaporizer and anaesthesia monitor, recommended set of spares and consumables and maintenance parts for one year of operation. Service & operation manual in English, Installation, training for anaesthesiologist on application and engineer on maintenance and service. Model 1300 III | Acoma KMA - Japan | 1
02-07-00483 | Magial A breathing system | any supplier | 5
02-07-00484 | Magial F breathing system | any supplier | 5
02-07-00485 | Nurse call system | Cornell | 1
02-07-00486 | Ayres T-piece neonate Breathing system |  | 5
02-07-00487 | Anaesthetic kit, box 1 | WHO Supplies & Equipment | 5 kit
02-07-00488 | Mobile Oxygen Unit, Oxysafety", REF. 30-75-001 | VBM GmbH - Germany | 5
| Equipment & Items ordered from Richard Kwan Oriental Supplies Catalogue - Hong Kong | Richard Kwan Oriental Supplies Ltd. - North Point / Hong Kong
02-07-00489 | Vacuum Cleaner, model National MC-2760: 1100W, 3.5 liter dust capacity, blower operation, with set of spares and essentail accessories for 2 years of operation. | Catalogue # 700-0052 | 5
02-07-00490 | Rechargeable brush vacuum cleaner model Fakir IC-103: with set of spares and essentail accessories for 2 years of operation. | Catalogue # 700-0048 | 8
02-07-00491 | Whirlpool oil radiator, AKG-923 9 fins, built in thermostat, overheating warning lamp, 3 levels of heat output W: 750/1250/2000 with set of spares and essentail accessories for 2 years of operation. | Catalogue # 716-0023 | 8
02-07-00492 | Whirlpool oil radiator, AKG-923 7 fins, built in thermostat, overheating warning lamp, 3 levels of heat output W: 600/900/1500 with set of spares and essentail accessories for 2 years of operation. | Catalogue # 716-0025 | 2
02-07-00493 | Microwave, National NN-5755: one touch sensor cooking, one touch sensor reheat and 23lit. Oven capacity | Richard Kwan Oriental Supplies Ltd. - North Point / Hong Kong | 3
02-07-00494 | Air conditioners, window type model General AFH-18 | " | 20
02-07-00495 | Cooker, gas and electri model La Germania M-6314RDLW, 3 gas burner + 1 electric hot plate, electric oven, electric ignition, electric grill | " | 5
02-07-00496 | Rotary Microtome, microprocessor-controlled with all options: variable cutting rates, selectable single- or multiple-specimen slices and section thicknesses and section count monitoring. Complete set with reusable knives, accessories and essential consumables for an average of 2 years of operation. | Olympus | 1
02-07-00497 | Refrigerators Westinghouse RSW-27VM | Richard Kwan Oriental Supplies Ltd.-North Point/Hong Kong | 5
| FURNITURE ordered from Richard Kwan Oriental Supplies Catalogue - Hong Kong | Richard Kwan Oriental Supplies Ltd.-North Point/Hong Kong
02-07-00498 | Plain Shelf | Catalogue # 814-0816 HS-150-1 | 6
02-07-00499 | Steel high storage cabinet double swinging doors 35Wx18Dx70H" | Cat # 814-0787 HS-108 | 6
02-07-00500 | 3 Doors vertical Locker 35Wx20Dx70H" | Cat. # 814-0795 HS-111 | 10
02-07-00501 | 6 Doors vertical Locker 35Wx20Dx70H" | Cat. # 814-0797 HS-113 | 5
02-07-00502 | 12 Doors vertical Locker 35Wx20Dx70H" | Cat. # 814-0799 HS-115 | 4
02-07-00503 | Steel filing cabinet with recess handle, 4-Drawers: W18xD25xH52" | Cat. # 814-0397 | 3
02-07-00504 | Steel filing cabinet with recess handle, 3-Drawers: W18xD25xH40" | Cat. # 814-0398 | 3
02-07-00505 | Steel filing cabinet with recess handle, 2-Drawers: W18xD25xH28" | Cat. # 814-0399 | 3
02-07-00506 | Steel low storage Cabinet, double swinging doors, 35Wx16Dx35H" | Cat. # 814-0807 | 3
02-07-00507 | Steel low storage Cabinet, double sliding doors, 35Wx16Dx35H" | Cat. # 814-0808 | 3
02-07-00508 | Steel Safe Filing Cabinet, 4 drawers 18Wx25Dx52H" | Cat. # 814-0804 | 2
02-07-00509 | Steel Safe Filing Cabinet, 3 drawers 18Wx25Dx40H" | Cat. # 814-0805 | 2
02-07-00510 | Steel Safe Filing Cabinet, 2 drawers 18Wx25Dx28H" | Cat. # 814-0806 | 2
02-07-00511 | Fire Proof Filing Cabinet with one combination lock on the top drawer, 4- drawers W21xD28xH60" | Cat. # 814-0403 | 3
02-07-00512 | Fire Proof Filing Cabinet with one combination lock on the top drawer, 3-drawers W21xD28xH45" | Cat. # 814-0404 | 3
02-07-00513 | Fire Proof Filing Cabinet with one combination lock on the top drawer, 2-drawers W21xD28xH31" | Cat. # 814-0405 | 3
02-07-00514 | 2-Doors steel cabinet, Okamura FY-36ZZ | Cat. # 814-0836 | 6
02-07-00515 | Double pedestal desk 1400Wx665Hx800D mm, Okamura DT-04ZD | Cat. # 814-0838 | 6
02-07-00516 | Conference table W2400 x D1200 x H720 mm, Fursys CR024 | Cat. # 814-0840 | 2
02-07-00517 | Single desk with L-shape top finished with wood laminate, 48W x 24D x 30 H" for desk, 36W x 16D x 26 1/2H" for L-shape | Cat. # 814-0776 | 2
02-07-00518 | Single desk with L-shape top finished with wood laminate, 54W x 30D x 30 H" for desk, 36W x 16D x 26 1/2H" for L-shape | Cat. # 814-0777 | 2
02-07-00519 | High back chair (Malaysia), Intersit 2020DR, 5 prong pu base with castors with gas lifting , black color | Cat. # 814-0684 | 2
02-07-00520 | Guest armchair, # 3030 | Cat. # 814-0763 | 10
| Equipment and Items ordered from Fleischhacker Catalogues | Fleischhaker GmbH - Germany
02-07-00521 | Miniphotometer Pluse LP 20 complete with all essential accessories: Filters | Cat. # 7307000 | 1
02-07-00522 | Breathing mask, adult (Klarsicht-Beatmungsmasken) | Cat. # 7100065 | 5
02-07-00523 | Breathing mask, jung (Klarsicht-Beatmungsmasken) | 7100066 | 5
02-07-00524 | Breathing mask, pediatric (Klarsicht-Beatmungsmasken) | 7100067 | 5
02-07-00525 | Mask for small childs (Rendell-Baker-Masken) size: 0 | 7100069 | 30
02-07-00526 | Mask for small childs (Rendell-Baker-Masken) size: 1 | 7100070 | 30
02-07-00527 | Mask for small childs (Rendell-Baker-Masken) size: 2 | 7100071 | 30
02-07-00528 | Emergency bag (Notfallkoffer Standard) | Cat. # 7100086 | 2
02-07-00529 | Compact Emergency bag for Breathing, Diagnosis set (ULMER KOFFER II) | Cat. # 7303625 | 2
02-07-00530 | Compact Emergency bag for Breathing, Diagnosis set (ULMER KOFFER II) | 7303626 | 2
02-07-00531 | Compact Emergency bag for Breathing, Diagnosis set (ULMER KOFFER II) | 7303627 | 2
02-07-00532 | Compact Emergency bag for Breathing, Diagnosis set (ULMER KOFFER II) | 7303628 | 2
02-07-00533 | Emergency Aspirator complete set with all accessories and consumables for 2000 patients (Notfall-Aspirator) | 7100231 | 30
02-07-00534 | Seat-element, 3 Seat-element (Eron-Banksystem BS 78) | 8400070 | 90
02-07-00535 | Seat-element, 4 Seat-element (Eron-Banksystem BS 78) | 8400071 | 60
02-07-00536 | 2 Seat-element and one plate (Eron-Banksystem BS 78) | 8400072 | 60
02-07-00537 | Versatile purpose table with one drawer (Midi-net-Vielzwecktische) | 8170710 | 30
02-07-00538 | Pressure regulator for CO2 Cylinder | Memmert - Germany | 3
02-07-00539 | Stethoscopes dual | Any supplier | 30
02-07-00540 | Elastic thera band different strength | Any supplier | 10
| Laryngoscopes: | Any supplier
02-07-00541 | * Magill straight blade, different sizes |  | 4
02-07-00542 | * Macintosh curved blade, different sizes |  | 4
02-07-00543 | O2 generator instrument |  | 2
02-07-00544 | Laser for dermatological uses, complete with all essential accessories & installation, training for one Doctor on application & one engineer | Zeiss | 1
02-07-00545 | Eye wash bottels - Sb-610-15 EGR | Zeiss | 1
02-07-00546 | Eye dropper Bottels-800-10-BGE 236 510 | Zeiss | 1
02-07-00547 | Eye wash station SB-675-20 | Zeiss | 1
02-07-00548 | First aid wash bottels WB 850-2S-250 ml | Zeiss | 10
02-07-00549 | Chest tube (sets) | Any supplier | 15 sets
02-07-00550 | Operative instrument tray | Any supplier | 5
02-07-00551 | T tube (catheter) | Any supplier | 10
02-07-00552 | Phototherapy Unit with counter, spare bulbs (500 bulb/daylight & 500 bulb/blue light), 220V 50Hz | Ameda, Switzerland or Air sheild, Australia | 4
02-07-00553 | O2 tent, pediatric, complete with all essential accessories and consumables | Any supplier | 4
02-07-00554 | Mist nebulizer, complete set with all essential consumables and accessories for 2 yeaars | Baxter | 4
02-07-00555 | Laboratory incubator, aerobic, digital display with temperature contol complete with all essential accessories and set of recommended spares "Disolay board…" | Memmert - Germany | 3
02-07-00556 | Humidifier (Inhaller), complete with flowmeter and high pressure gauge, model: YR-80 SERIES, or similar, with Extra patient & high pressure tube | YAMATO Medical, JAPAN | 4
02-07-00557 | Hemoglobin meter (Hb meter) with all kit and reagent. set of recommended spares | Any supplier | 5
02-07-00558 | Tube Sahli (Hb) | Any supplier | 10
02-07-00559 | Wester green | Any supplier | 3
02-07-00560 | Chair for blood transfusion, electrico-mechanical | MEG | 2
02-07-00561 | Exhaust fan small size | Any supplier | 2
02-07-00562 | Swivel chair | Any supplier | 6
02-07-00563 | Baby balance, digital | Any supplier | 3
02-07-00564 | Laboraatory refrigarator | MEG | 4
02-07-00565 | Hoods isolation, Biological safety cabinett, complete set of accessories and set of recommended spares for one year of operation | Jouan - France | 1
02-07-00566 | Automatic pipete different sizes, with tips | Any supplier | 3
02-07-00567 | Water bath complete with accessories | Any supplier | 3
02-07-00568 | Lap top Computer, Arabic enabled, 64MBMemory, 6 GB Hard Disc, Win 95, Office 97, manuals in English, CD drive 64X + Multimedia accessories, antivirus software with leather carrying bag with printer and additional toner. | Toshiba | 4
02-07-00569 | Ouroscope complete set |  | 6
02-07-00570 | Mosquito straight and curved |  | 12
02-07-00571 | Tongue depressor metal |  | 38
02-07-00572 | Thermometer |  | 50
02-07-00573 | Drum small size |  | 14
02-07-00574 | Needel holder |  | 12
02-07-00575 | Surgical forceps different sizes |  | 32
02-07-00576 | TSB meter complete set |  | 1
02-07-00577 | Drum large size |  | 2
02-07-00578 | Diagnostic set contains: otoscope, nasal speculum, lampholder, laryngeal mirrors, tongue holder, ophthalmoscope, battery handle with 4 spare bulb | MEG | 4
| Medical Furniture "Varimed" SCHMITZ reference work 98/99 | Schmitz and Sohne GmbH, D-58734 Wickede - Germany
02-07-00579 | Special purpose trolleys | Model no. 263-360 | 10
02-07-00580 | Special purpose trolleys | Model no. 263-340 | 10
02-07-00581 | Special purpose trolleys | Model no. 263-112 | 5
02-07-00582 | Special purpose trolleys | Model no. 263-402 | 3
02-07-00583 | Special purpose trolleys | Model no. 263-531 | 4
02-07-00584 | Special purpose trolleys | Model no. 263-431 | 5
02-07-00585 | Special purpose trolleys | Model no. 263-360 | 5
02-07-00586 | Special purpose trolleys accessories | Model no. 200-139 | 5
02-07-00587 | Special purpose trolleys accessories | Model no. 200-140 | 5
02-07-00588 | Special purpose trolleys accessories | Model no. 200-206 | 5
02-07-00589 | Special purpose trolleys accessories | Model no. 200-210 | 5
02-07-00590 | Special purpose trolleys accessories | Model no. 200-166 | 10
02-07-00591 | Special purpose trolleys accessories | Model no. 200-215 | 10
02-07-00592 | Special purpose trolleys accessories | Model no. 210-163 | 10
02-07-00593 | Special purpose trolleys accessories | Model no. 210-166 | 10
02-07-00594 | Special purpose trolleys accessories | Model no. 201-143 | 10
02-07-00595 | Special purpose trolleys accessories | Model no. 201-146 | 10
02-07-00596 | Special Purpose Trolleys | Model no. 264-610 | 5
02-07-00597 | Special Purpose Trolleys | Model no. 264-640 | 5
02-07-00598 | Special Purpose Trolleys | Model no. 264-620 | 5
02-07-00599 | Special Purpose Trolleys | Model no. 264-730 | 5
02-07-00600 | Treatment cabinets | Model no. 272-148 | 5
02-07-00601 | Treatment cabinets | Model no. 272-150 | 5
02-07-00602 | Treatment cabinets | Model no. 272-153 | 7
02-07-00603 | Treatment cabinets | Model no. 200-166 | 7
02-07-00604 | Equipment Trolleys | Model no. 355-402 | 4
02-07-00605 | Equipment Trolleys | Model no. 356-402 | 4
02-07-00606 | Equipment Trolleys | Model no. 355-302 | 5
02-07-00607 | Equipment Trolleys | Model no. 356-302 | 5
02-07-00608 | Treatment cabinets | Model no. 41102.3 | 5
02-07-00609 | Treatment cabinets | Model no. 41102.4 | 5
02-07-00610 | Treatment cabinets | Model no. 41121.3 | 5
02-07-00611 | Treatment cabinets | Model no. 41121.4 | 5
02-07-00612 | Treatment cabinets | Model no. 41131.3 | 5
02-07-00613 | Treatment cabinets | Model no. 41131.4 | 5
02-07-00614 | Treatment cabinets | Model no. 41139.3 | 5
02-07-00615 | Treatment cabinets | Model no. 41139.4 | 5
02-07-00616 | Baby's dressing table | model no. 231.119 | 5
02-07-00617 | Halogen examination lamp | model no. 241-412 | 7
02-07-00618 | Drip-feed stand | model no.242-226 | 30
02-07-00619 | Step | model no. 251-122 | 30
02-07-00620 | Refuse bucket | Model no. 251-211 | 20
02-07-00621 | Refuse bucket | Model no. 251-213 | 20
02-07-00622 | Bed screen | Model no. 251-152 | 10
02-07-00623 | Bed screen | Model no. 251-132 | 10
02-07-00624 | Instrument cupboards | Model no. 271-501 | 10
02-07-00625 | Instrument cupboards | Model no. 271-502 | 10
02-07-00626 | Instrument cupboards | Model no. 271-504 | 10
02-07-00627 | Medicine cupboards | Model no. 271-165 | 10
02-07-00628 | Medicine cupboards | Model no. 271-168 | 10
02-07-00629 | Medicine cupboards | Model no. 271-601 | 10
02-07-00630 | Medicine cupboards | Model no. 271-603 | 10
02-07-00631 | Storage and records cupboard | Model no. 271-701 | 10
02-07-00632 | Storage and records cupboard | Model no. 271-702 | 10
02-07-00633 | Surgeon's stool | Model no. 222-145 | 10
02-07-00634 | Surgeon's stool | Model no. 222-146 | 10
02-07-00635 | Theatre seat | Model no. 222-168 | 10
02-07-00636 | Theatre seat | Model no. 222-166 | 10
02-07-00637 | Instrument serving table | Model no. 232-417 | 10
02-07-00638 | Instrument serving table | Model no. 232-426 | 10
02-07-00639 | Instrument table | Model no. 232-481 | 10
02-07-00640 | Instrument table | Model no. 232-471 | 10
02-07-00641 | Drip-feed stand | Model no. 242-235 | 10
02-07-00642 | Refuse bucket | Model no. 252-118 | 10
02-07-00643 | Refuse bucket | Model no. 252-119 | 10
02-07-00644 | Bowl stand | Model no. 242-135 | 8
| Items ordered from Fleischhaker Catalogues | Fleischhaker GmbH - Germany
02-07-00645 | Seat, Eron-Freishwinger xpression FSM | 8400016 | 30
02-07-00646 | Seat, Eron-Freishwinger xpression FSM | 8400017 | 30
02-07-00647 | Seat, Eron-Freishwinger xpression FSM | 8400018 | 40
02-07-00648 | Revolving stool, Eron-Drehstuhl Basis Pluse III H | 8400044 | 14
02-07-00649 | Revolving stool, Eron-Drehstuhl Basis Pluse III H | 8400049 | 14
02-07-00650 | Eron-Kompakt-Drehhocker | 8400027 | 10
02-07-00651 | Reflexhammer Varioflex | 5600370 | 5
02-07-00652 | Reflexhammer KaWe Trommer-Hammer | 5600380 | 5
02-07-00653 | Reflexhammer KaWe Trommer-Hammer | 5600381 | 5
02-07-00654 | Reflexhammer Colorflex | 5600350 | 3
02-07-00655 | Reflexhammer Colorflex | 5600351 | 3
02-07-00656 | Stimmgable nach Hartmann | 5600803 | 6
02-07-00657 | Stimmgable nach Hartmann | 5600804 | 6
02-07-00658 | Stimmgable nach Hartmann | 5600805 | 6
02-07-00659 | Stimmgable nach Hartmann | 5600806 | 6
02-07-00660 | Stimmgable nach Hartmann | 5600807 | 6
02-07-00661 | Stimmgable nach Hartmann | 5600808 | 6
02-07-00662 | Stimmgable mit FuB | 5600735 | 3
02-07-00663 | Stimmgable mit FuB | 5600736 | 3
02-07-00664 | Stimmgable mit FuB | 5600737 | 3
02-07-00665 | Stethocope KaWe-Top-Cardiology | 6300500 | 40
02-07-00666 | Diagnostic-Otoscope, 2.5 Volt | 6300863 | 2
02-07-00667 | Diagnostic-Otoskop, 3.5 Volt | 6300864 | 2
02-07-00668 | Otoskop Eurolight C10 | 6300879 | 2
02-07-00669 | Otoskop Eurolight C30 | 6300885 | 2
02-07-00670 | Kawa-Mini Otoscop set | 6302320 | 8
02-07-00671 | Ophthalmoskop Coaxial | 6300694 | 2
02-07-00672 | PocketScope Ophalmoskop | 6300687 | 4
02-07-00673 | Mini 2000 set | 6300871 | 3
02-07-00674 | En 80 Zwillings-Wandtransformator | 6300873 | 1
02-07-00675 | Compaact-Set | 6300681 | 1
02-07-00676 | Original MAGLITE-Lampe ML 3 D | 6302300 | 3
02-07-00677 | Original MAGLITE-Lampe ML 3 D | 6302301 | 3
02-07-00678 | Mini MAGLITE-Lampe | 6302304 | 2
02-07-00679 | Mini MAGLITE-Lampe | 6302303 | 2
02-07-00680 | Mini MAGLITE-Lampe | 6302306 | 2
02-07-00681 | Untersuchungslamp PenLite | 6300704 | 2
02-07-00682 | Untersuchungslamp PenLite | 6300705 | 5
02-07-00683 | Chirurgische Stirnlampen MFI and SFI | 6300727 | 1
02-07-00684 | Chirurgische Stirnlampen MFI and SFI | 6300728 | 1
02-07-00685 | Nasenspekulum | 6300698 | 2
02-07-00686 | Nasopharynx-Spiegel | 6300700 | 2
02-07-00687 | Larynx-Siegel | 6300699 | 2
02-07-00688 | Elektrosauger LC 16/G | 7303990 | 10
02-07-00689 | Kleinsauger Atmolit 26/G | 7303991 | 5
02-07-00690 | Marquette HELLIGE-CardioSmart-ST-Ergometrie-MeBplatz | 7303540 | 1
02-07-00691 | HELLIGE CardioSys Ergometrie-MeBplatz | 7303546 | 1
02-07-00692 | Venenstauer | 1501330 | 50
02-07-00693 | Easy-Stauer 904 | 1500315 | 50
02-07-00694 | BEEM-Adretta Kopfschutz | 3150021 | 50 box
02-07-00695 | OP-Uberziehscuhe | 3150013 | 1000
02-07-00696 | Rechenmaschine 4212 PD-Karat | 1500590 | 6
02-07-00697 | Rechenmaschine 4212 PD-Karat | 1500591 | 6
02-07-00698 | Rechenmaschine 4212 PD-Karat | 1500592 | 6
02-07-00699 | MEDISANA Elektroakupunktur Plus | 9800616 | 4
02-07-00700 | MEDISANA Elektroakupunktur Profi | 9800617 | 4
02-07-00701 | Fachliteratur zu LEBENSWECKER | 2140480 | 1
02-07-00702 | MEDISANA FuBsprudelbad Thermaperl | 9800609 | 4
02-07-00703 | MEDISANA Infrarotmassage Duo | 9800607 | 5
02-07-00704 | MEDISANA Knetmassage Shiatsu | 9800608 | 5
02-07-00705 | Generating set, 500kVA continuous run complete set w/ sound proof cabinet including recommended set of spares for 2 years of operation, training and installation | SDMO Groups electronic - France | 1
02-07-00706 | Generating set, 300kVA continuous run complete set w/ sound proof cabinet including recommended set of spares for 2 years of operation, training and installation | SDMO Groups electronic - France | 1
02-07-00707 | Radiographic table system, general purpose, model Multix PRO + set of film cassettes, installation & training for end user by the supplier, abroad training for engineer on maintenance and service for a period of 2 weeks. Set of spares & consumables for 2 years of opeartion. Maintenance contract for 2 years. | Siemens AG - Germany | 2
02-07-00708 | Neurosurgical complete set (forceps, instrument & etc..) | Karl storz - Germany | 1 set
02-07-00709 | Oxygen therapy set, complete with all accessories, adult & child face masks + 20 flow meters as accessories | Medical export group of Netherlands | 35
02-07-00710 | X-ray film processor, automatic, Floor, hospital use, complete with accessories & set of spare parts for 2 years, model B145CURIX 530, training for a period of 2 weeks for two enginners on installation, maintenance and service. | AGFA - Japan | 3
02-07-00711 | Bedside cabinet, model 601, with drawer handles | Merivaara-trolleys (medko medical catalogue) | 20
02-07-00712 | Records trolley model 252 | Merivaara-trolleys (medko medical catalogue) | 4
02-07-00713 | Service trolley, model 266 | Merivaara-trolleys (medko medical catalogue) | 6
02-07-00714 | Electrophoresis Equipment, model / Phast system, complete with all accessories and consumables for 2 years, installation and training by the supplier | Pharmacia Biotech | 1
02-07-00715 | Information System Laboratory, 0-50 users, 4 week training for Lab. Doctor at company site | ADAC HCIS | 1
02-07-00716 | Amino Acid Analyzer, with all accessories, reagent and spare parts for two years, Installation by supplier and training for Lab.technician and one engineer on maintenance | EPPENDORF/BIOTRONIK, LC 3000 | 1
02-07-00717 | Densitometer Laboratory Scanning, | Any supplier | 1
Reference of Documents and Publications
02-07-00718 | British dental journal book bord, 1999 |  | 2
02-07-00719 | British orthodrtic journal book, from 1991 - 1999 |  | 2
02-07-00720 | American dental journal book |  | 2
02-07-00721 | American dental and facial orthopeadic book |  | 2
02-07-00722 | British book prosthodent journal book |  | 2
02-07-00723 | British Maxillo facial Journal book |  | 2
02-07-00724 | Dental guplautology journal book |  | 2
02-07-00725 | Essential Pediatrics | David nun John | 2
02-07-00726 | Disease of Neoborn | Schaffer & Anerb | 1
02-07-00727 | Harrisons Principal of Internal Medicine,14 Edition |  | 1
02-07-00728 | Advances In Developmental and Behaviopal Pediatrics, JAI Press, 36 Sherwood Palace, POB 1678, Greenwich CT 06836 |  | 1
02-07-00729 | Archives of Disease In Childhood, B.M.A House, Tavistock Sq., London WC1H 9JR, England |  | 1
02-07-00730 | Archives of Disease In Childhood. Fetal and Neonatal Edition, BMJ Publishing House, BMA House, Tavistock Sq., London WC1H 9JR, England |  | 1
02-07-00731 | Developmental Medicine and Child Neurology, Mackeith Press, 526-529 High Holborn House, 52-54 High Holborn, London WC1V 6RL, England |  | 1
02-07-00732 | Mental Retardation in Developmental Disabilities, John Wily and Sons, Chichester |  | 1
02-07-00733 | Mental Retardation in Developmental Disabilities Research Reviews, John Wily and Sons, 605 3RD AVE New York NY 10158 |  | 1
02-07-00734 | British Journal of Physiotherapy, Physitherapists Association, London |  | 1
02-07-00735 | Requirements and Guidance for external quality assessment schemes for Health laboratories | WHO/DIL/LAB/99.2 | 4
02-07-00736 | Use of Anticoagulants in Diagnostic laboratory investigations | WHO/DIL/LAB/99.1 Rev. 1 | 4
02-07-00737 | Calibration and control of basic blood cell counters | WHO/LAB/97.2 | 4
02-07-00738 | Calibration and maintenance of Semi-Automated Haaematology Equipment | WHO/LAB/92.8 | 4
02-07-00739 | Maintenance and Repair of Laboratory, diagnostic imaging and Hospital equipment, 2 English and 2 Arabic Version | WHO 1994, ISBN 92 4 154463 5 | 4 each
02-07-00740 | Basic laboratory Methods in medical Parasitology, 2 English and 2 Arabic Version | WHO, 1991, ISBN 92 4 154410 4 | 4 each
02-07-00741 | Basic laboratory procedures in clinical bacteriology, 2 English and 2 Arabic Version | WHO, 1991, ISBN 92 4 154425 6 | 4 each
02-07-00742 | New Zeland Journal of Physiotherapy, Willngton, New Zeland |  | 1
02-07-00743 | Cecile text book of medicine, by Bennet and Pleem , last edition with C.D. | OXFORD UNIVERSITY PRESS | 1
02-07-00744 | Harrisons principals of internal medicine ,by Cecli ,Wilson , Casoer and Lengo ,textbook and C.D | OXFORD UNIVERSITY PRESS | 1
02-07-00745 | Electrocardiography for anaesthetist , Oxford Blackwell, last edition by Rollson W.N, text book and C.D. | OXFORD UNIVERSITY PRESS | 1
02-07-00746 | Applied respiratory physiolgy by NunnJ.F, London by Butter Worth , last edition | OXFORD UNIVERSITY PRESS | 1
02-07-00747 | The circulation in anaesthesia by Prys-RobertsC.ed., | Oxford blackwells | 1
02-07-00748 | Manual of anaesthesia and medically compromised patients, by Cheng J. and Kay B.,philadelphia Lippincott | LIPPINCOTT | 1
02-07-00749 | British journal of anaesthesia , all versions from 1996-2000 | U.K. | 1
02-07-00750 | Scientific foundations of anaesthesia, Oxford, by Heinemnn, last edition | OXFORD UNIVERSITY PRESS | 1
02-07-00751 | Lectures in anaesthesiology,by LeeJ.A., last edition | Oxford blackwells | 1
02-07-00752 | Medcine for anaesthetist,byPrys Robert, last edition | Oxford blackwells | 1
02-07-00753 | Macintosh by R.R. and Hey Worth and Ps Lancet, last edition | Oxford Black wells | 1
02-07-00754 | Illustrated manual of regional anaesthesia, by Springer Verlog, text book and C.D., last edition | Berlin | 1
02-07-00755 | Mandle F. paravetebral block, by Grune and Stratton | New York | 1
02-07-00756 | Illustrasted handbook of lacal anaesthesia by Erricson.E.E.Ed.,last edition | London | 1
02-07-00757 | Regional anaesthesia for abdominal surgery by James.N.N last edition | London churchil livingstone | 1
02-07-00758 | Principal and practice of regional anaesthesia by,CharltonJ.E last edition | Edinburgh ,achurchil livingstone | 1
02-07-00759 | Pracical regional anaesthesia by Nemmo.W.s.,last 4edition | Oxford Blackwells | 1
02-07-00760 | Robert Macintosh Lumbar puncture and spinal analgesia, last edition | Edinburgh ,achurchil livingstone | 1
02-07-00761 | Anrews diseases of the skin, by Harryl Arnold (last edition) | W.B.Saauners Co.,USA | 1
02-07-00762 | Text book of Dermatology, by Arthur Rook (last edition) | Blackwell Sientific Publication | 1
Spare parts for Equipment procured under previous phases
| Radiographic x-ray unit model Multix compact, Polydoros LX 30/50, | Siemens AG
02-07-00763 | * Description, M16 LX-Lite, Type X2169 | Part No., 3848889 | 2
02-07-00764 | * Description, Wechselrichter. Lite, Type X2169 | Part No., 3848897 | 2
02-07-00765 | * Description, D110, Type X2169 | Part No., 3773897 | 2
02-07-00766 | * Description, Anhchl 2PH Strahler, Type X2169 | Part No., 4819699 | 2
02-07-00767 | * Description, D115, Type X2169 | Part No., 1171201 | 2
02-07-00768 | * Description, D100 Master, Type, X2206 | Part No., 3755256 | 2
02-07-00769 | * Description, D200, Type X2169 | Part No., 1172720 | 2
02-07-00770 | * Description, HE mit AS, Type, X2239 | Part No., 4798513 | 2
02-07-00771 | * Description, Kabel Polydoros LX, Type, X2169 | Part No., 1172415 | 2
02-07-00772 | * Description, Flachband., Type, X2169 | Part No., 1172431 | 2
02-07-00773 | * Description, ACS-Netz - Firmware, Type, X2131 | Part No., 1632509 | 2
| Mobile X-ray unit Mobilett Plus | Siemens AG
02-07-00774 | * Description, PC-Board D1, Type, X037E | Part No., 6167022 | 6
02-07-00775 | * Description, PC-Board D3 | Part No., 6167170 | 6
02-07-00776 | * Description, Rotation-Filament | Part No., 6077106 | 6
02-07-00777 | * Description, PC-Board D4 | Part No., 6089440 | 6
02-07-00778 | * Description, Charger | Part No., 6077247 | 6
02-07-00779 | * Description, PC-Board D7 | Part No., 6076510 | 6
02-07-00780 | * Description, power supply | Part No., 6077353 | 3
Ultrasound machine model Sonoline - Prima
02-07-00781 | * Description Floppy disk drive | Part No. 3221871 | 2
02-07-00782 | * Key Lamp | Part No. 4830977 | 2
02-07-00783 | * A14 DGC Slide POTS | Part No 4830639 | 2
02-07-00784 | * Description, ACS-Netz - Firmware, Type, X2131 | Part No., 1632509 | 2
| Spare parts for Dental Unit model ECO S | IMS - ITALY
02-07-00785 | Electronic Card, | APP. 90, 97695900 | 2
02-07-00786 | Electronic Card, | APP.85, 97695000 | 2
02-07-00787 | Electronic Card, | APP. 124, 97682400 | 2
02-07-00788 | Electronic Card, | APP.117, 97660131 | 2
02-07-00789 | Electronic Card, | APP.115, 97660129 | 2
02-07-00790 | Electronic Card, | APP.128, 97623700 | 2
02-07-00791 | Electronic Card, | APP.114, 97660128 | 2
02-07-00792 | Electronic Card, | APP.61, 97691700 | 2
02-07-00793 | Electronic Card, | APP.30, 97680600 | 2
02-07-00794 | Electronic Card, | APP.77, 97693800 | 2
02-07-00795 | Electronic Card, | APP.73, 97693100 | 2
02-07-00796 | Electronic Card, | APP.8, 91102362 | 2
02-07-00797 | Electronic Card, | APP. 120, Gr.97681100 | 2
02-07-00798 | Electronic Card, | APP. 112, Gr.97660116 | 2
02-07-00799 | Electronic Card, | APP.113, Gr.97660117 | 2
02-07-00800 | Electronic Card, | APP.119, unit.97681000 | 2
02-07-00801 | Drive Motor, | 97740104 | 3
02-07-00802 | Hose D=30, L=200mm. | 97544500 | 3
02-07-00803 | Motor Cover | 99916353 | 3
02-07-00804 | Cover Ring | 96352100 | 3
02-07-00805 | Fuse | 97764300 | 3
02-07-00806 | Fuse Holder | 97557800 | 3
02-07-00807 | Unijet 75, Suction Unit | Gr.91103177 | 2
02-07-00808 | Tuttlidl cleaner. | A76010100 | 8
02-07-00809 | Light Bulbs of Curing Light | R97739800 | 8
02-07-00810 | Filter for operating light TS 2000 | R97460153 | 4
02-07-00811 | Electronic Bulb of arm | R97717400 | 4
02-07-00812 | Bowl Filter | R97468900 | 4
02-07-00813 | Saliva Ejector Filter | R99904076 | 4
02-07-00814 | Six-way Syringe Spout. |  | 4
02-07-00815 | Six-way Syringe Handle. |  | 4
02-07-00816 | Foot-Operated Control of Dental Chair. | IMS (ARIANNA RS-RL/b) | 4
02-07-00817 | Foot-Operated Control of Dental Chair. | IMS (VENUSK). | 4
02-07-00818 | Foot Control (rheostat) for (Eco S-Type). | IMS (VENUSK). | 4
Orthopaedic Tools
02-07-00819 | Bohler Traction Treating lower extremity fractures, pelvis, etc. | Teufel- Germany | 80
02-07-00820 | Intramedullary Nails, set: (Sizes 9 Length 30, 32, 34, 36, 38, 40, 42, 44 K Sizes 10 Length 30, 32, 34, 36, 38, 40, 42, 44 * Sizes 11 Length 30, 32, 34, 36, 38, 40, 42, 44 * Sizes 12 Length 30, 32, 34, 36, 38, 40, 42, 44, 46 * Sizes 13 Length 30, 32, 34, 36, 38, 40, 42, 44, 46 All Equally) | Teufel- Germany | 1500 K-Nail different sizes
02-07-00821 | Intramedullary Nailing Set for femur - AO - Treating the fractures of the shaft of Femur | Teufel- Germany | 5
02-07-00822 | Steimem pins for Traction For Tibial & Calcaneus Traction | Teufel- Germany | 1000
02-07-00823 | Volgov - Oganesian External Fixators Treating war injuries, compound injuries, mainly lower leg as well as for treatment of mal union, Pseudoarthrosis, correcting deformaties and for the purpose of Lengthening of Bones as sequelle of Polio | Teufel- Germany | 100
| ERBIL |  | ERBIL
02-07-00824 | Spares for Bilirubinometer( MODEL BILE READ) 1-Lamp 2-Stan DAR 3-Digital board | OPTIMA JAPAN | 10 10 5
02-07-00825 | Spares for E.C.G, model: delta 3-plus,3 chanal digital 1-Motor 2-Rouler 3-Board control 4-Digital board 5-heat pen A-Limb electrodes, ( 873-8406) B-Chest electrodes, (873-3405) C-Patient cable, (895-0585) | REMCO ITALIA | 5 20 5 5 10 10 10
02-07-00826 | Spares for Servo ventilator 900 C 1-Bellows 2-Valve (rubber silicon) 3-Stepping motor. 4-steril filter 5-pull magnet 6-bacteria proof filter | Siemens | 10 20 5 5 20 20
02-07-00827 | Spares for X-ray unit, Model: Mulix compact 1- Belt compression unit | Siemens | 2
02-07-00828 | Spares for X-ray unit, model: Siregraph -CF - Buck wall stand - Leg support - Head support | Siemens | 2 2 2
02-07-00829 | Spares for SAM 35 Medical suction unit 1-24 Disposable bacterial filters, Sp 1002 2-pump assembly, Sp 1033 3-green on –off switch, Sp 1007 4-Pack of 10 exhaust filters, S1015 5-Pack of 10 yellow filter capsulements, Sp 1017 6-Pack of 10 over flow valve, Sp 1048 7- Pack of sam 2 bottle top O ring, Sp1051 8-Pack of 4 SAM 2 BOTTLE, Sp1050 |  | 1000 5 6 10 10 10 10 10
02-07-00830 | Spares for ATOM INFANT INCUBATOR V-80 MC 1-Power switch, (800-0605) 2-Hose retaining band, (800-0606) 3-Humidity reservoir connecting hose, (800-0607) 4-Connecting hose protecting spring , (800-0608) 5-humidity reservoir, (800-0804) 6-Temperature control switch knob, (800-0853) 7-Transformer (v), (800-0847) 8-Over temperature controller, (800-0840) 9-Fan motor (V), (800-0840) 10-MC printed circuit board assembly, (800-0204) 11-Fan, (800-0836) 12-Heater (v), (800-0829) 13-Psychrometer assembly, (800-0201) | Airsheild | 10 10 10 10 5 15 6 10 10 6 10 10 10
02-07-00831 | Spares for VICKERS MEDICAL OXYGEN INCUBATOR MODEL 89 1-Fan motor 2-Fan 3-Heater 4-Temperature sensor 5-Fuse-F2A (198-254 V incubator), (14496) 6-Fuse F 4A (105-132V incubator), (14688) 7-Thermometer, (140-09-016) 8-Battery-av (pp6 or equvalent), (13217) 9-A.C power push button 10-Alarm indicator 11-Temperature control 12-Electronic card | Airsheild | 15 10 10 20 30 30 20 20 20 20 15 10
02-07-00832 | Spares for Infant INCUBATOR, model: YON DON 1- Heater 2-Temperature control 3- Over heat 4- Fan 5- Thermometer 6- Fan Motor 7- Transformer 8- Skin sensor prob | Airsheild | 10 5 5 6 6 5 5 10
02-07-00833 | Spares for Photo therapy unit mod GB57 1- Fluorescent lamps (blue light) | GB57 Giacomo S.N.C ITALY | 200
02-07-00834 | Spares for Resuscitation & surgeryunit modGB5IB 1-Heater 2- Mobile thermometer prob 3- Fixed thermometr prob | Giacomo bertochi S,N,C ITALIA | 6 5 5
02-07-00835 | Spare parts for Spirometer (Auto- Spireor) model: GISCOM-14 * Printer paper rolls, Dim. (110mm X 30m) | CHEST- JAPAN | 50
02-07-00836 | Spare parts for servoventilator 900 C * oxygen cell | Siemens | 10
02-07-00837 | Spare Lamp for large size blades of KaWe laryngoscope | kawe -keffer cape | 300
02-07-00838 | Spares for Micro-haematocrit centrifuge model: 8280 1-Meter 2-Rubber 3-Base tube | Madein west sussex, U.K. | 2 2 2
02-07-00839 | Spares for Spectrophotometer, model: spectronic20+ 1-Lamp 2-Resistance 3-Board digital 4-Fuse | Spectronic Instrument | 5 5 3 5
02-07-00840 | Spares for Hemoglobin meter, model: Hb 2o2 1-Lamp 2-Digital board 3-Control board | OPTIMA JAPAN | 5 3 3
02-07-00841 | Spares for MICROSCOP, model: BH 1-Lamp &Board control. 2-lense 10 x&40x & 100 x 3-control board | OLYMPUS - JAPAN | 5 10 5
02-07-00842 | Spares for Microscope, model: CH 1-Lamp 2-Lense objectives 10X,40X,100X 3-Voltage control | OLYMPUS - JAPAN | 10 15 10
02-07-00843 | Spares for Coulter counter, model: T540 1-Tube 2-Apeture?? Liamination??, lamp bath & electrode, sub-assy RBC, WBC 3-Printer diafragm dispenser check valve for tubing | VAMED AUSTRIA | 30 30 10
02-07-00844 | Spares for Ceiling projector, model: AS-0805EL - Halogen bulbs 24 V , 50 W | DKK DAIICHI SHOMEI/ TOKYO JAPAN. | 500
02-07-00845 | Spares for Flame photometer, part. No. 712700, reg. Des. No. 866150 100-147279 1-sodium filter 2-potassium filter 3-lense 4-Board control. 5-Lamp | Halstead Essex Corning Ltd / ENGLAND | 5 5 10 5 5
02-07-00846 | Spares for E C G-685, Model: J/K/P/F/GK A-TLS-100 Thermal/pen B-Chest electrode C-Patient cable D- Limb electrodes E- Limb electrodes trap | Remco- Italy | 10 24 6 24 24
02-07-00847 | Spares for Ultrasound model: Sololine VersaPro CF - Probe 7.5L (MHz) 40 T - Probe 3.5 C (MHz) 40 T | Siemens | 1 1
02-07-00848 | Spares for bedside monitor, model: Athena NT - Pulse- oximetry plug-in module 9267w incl. sensors | S & W- Dinmark | 4
Spare parts for Blood Gas Analyzer, medol: ABL-5
02-07-00849 | E115 Reference electrode | Radiometer/ Copenhagen | 2
02-07-00850 | G707 pH electrode | Radiometer/ Copenhagen | 2
02-07-00851 | E808 pco2 electrode | Radiometer/ Copenhagen | 2
02-07-00852 | E909 po2 electrode | Radiometer/ Copenhagen | 2
02-07-00853 | Pump tubing | Radiometer/ Copenhagen | 10
02-07-00854 | QUALICHECK test solution : S2030 – Red or equivalent | Radiometer/ Copenhagen | 12 Boxes
02-07-00855 | QUALICHECK test solution : S2040 – Yellow or equivalent | Radiometer/ Copenhagen | 12 Boxes
02-07-00856 | QUALICHECK test solution : S2050 – Blue or equivalent | Radiometer/ Copenhagen | 12 Boxes
02-07-00857 | QUALICHECK test solution : S2060 – Green or equivalent | Radiometer/ Copenhagen | 12 Boxes
02-07-00858 | D115 Membrane box for the reference electrode | Radiometer/ Copenhagen | 6 Boxes
02-07-00859 | D888 Membrane box for the pco2 electrode | Radiometer/ Copenhagen | 6 Boxes
02-07-00860 | D999 Membrane box for the po2 electrode | Radiometer/ Copenhagen | 6 Boxes
02-07-00861 | S53516 electrode cleaner | Radiometer/ Copenhagen | 10
02-07-00862 | Capillary set, size 85 UL , with mixing wire, caps and adapter | Radiometer/ Copenhagen | 2000 each
02-07-00863 | Capillary set size 35 UL, with mixing wire, caps and adapter | Radiometer/ Copenhagen | 2000 each
02-07-00864 | Paper for Printer | Radiometer/ Copenhagen | 40 Roll
02-07-00865 | Rinse Solution (S4930) | Radiometer/ Copenhagen | 9 liter
02-07-00866 | Calibrating Solution 1 (S1545) | Radiometer/ Copenhagen | 4 liter
02-07-00867 | Calibrating Solution 2 (S1555) | Radiometer/ Copenhagen | 1 liter
02-07-00868 | Cleaning Solution (S5332) | Radiometer/ Copenhagen | 0.2 liter
02-07-00869 | Hypochlorite Solution for Protein removal and Decontamination (S5362) | Radiometer/ Copenhagen | 0.2 liter
02-07-00870 | Gas 1 ( 5.6%CO2 , 19.3%O2 , N2 balance). 2.5L (150 bar) | Radiometer/ Copenhagen | 2 btl
02-07-00871 | Gas 2 ( 11.2%CO2 , 0.00%O2 , N2 balance), 2.5L (150 bar) | Radiometer/ Copenhagen | 1 btl
02-07-00872 | Wood lamp for diagnostic skin disease complete with all accessories | CORTIX TECHNOLOGY- Denmark | 2
02-07-00873 | magnifying lenses | CORTIX TECHNOLOGY- Denmark | 4
02-07-00874 | Dermo jet | CORTIX TECHNOLOGY- Denmark | 3
02-07-00875 | patch test | CORTIX TECHNOLOGY- Denmark | 3
02-07-00876 | comection exepresion set | CORTIX TECHNOLOGY- Denmark | 2
02-07-00877 | finger for elevator (H1778405) | Hitachi (Middle East) | 150
02-07-00878 | oil rotory vaccum pump 50HZ-150L/minmotor power 0.4KW,oil capacity 106L | Kawasaki (Middle East) | 3
02-07-00879 | boiler chemical feeder pump Type(FD-l)50HZ 380V output pressure 15Kg/cm' | Oxalox (Middle East) | 6
02-07-00880 | Air circuit breaker [AM-16B] current 1600A | Terasakl Elec (Middle East) | 6
02-07-00881 | Unozawa water Ring pump (vaccum pump) Type(sr m0508)capacity0.4m/min (1450Rpm) vaccum 500mmhg -motor(3.7KW) | Unozawa(Middle East) | 4
02-07-00882 | Asahi laundry washer model (Bs-3350), type side loading | Asahi seisakusho (Middle East) | 2
02-07-00883 | Extractor Type (NE-30) | Asahi seisakusho (Middle East) | 2
02-07-00884 | Truck repair set (inch) | 1010-M | 4
02-07-00885 | Service tool kit (metric) | 1023-940-M | 20
02-07-00886 | Service tool kit (inch) | 1023-940-AF | 20
02-07-00887 | Mechanical tool kit | 1129-942-M | 12
02-07-00888 | Mechanical tool kit | 1129-942-AF | 12
02-07-00889 | Industrial tool kit (metric) | 1140-943-M | 12
02-07-00890 | Industrial tool kit (inch) | 1140-943-AF | 12
02-07-00891 | Electrician tool kit (metric) | 1000-951M | 20
02-07-00892 | Electrician tool kit (inch) | 1000-950-AF | 20
02-07-00893 | Fine mechanic tool set (metric) | 1005-951-M | 20
02-07-00894 | Fine mechanic tool set (inch) | 1005-915-AF | 20
02-07-00895 | Grinder, big |  | 6
02-07-00896 | Grinder, small |  | 6
02-07-00897 | Grinding disc, stone, small |  | 600
02-07-00898 | Grinding disc, metal, small |  | 600
02-07-00899 | Grinding disc, stone. Big |  | 600
02-07-00900 | Grinding disc, metal, big |  | 600
02-07-00901 | Drilling machine, 15mm drill head |  | 6
02-07-00902 | Drill bits, metal, set up to 12mm |  | 12
02-07-00903 | Drill bits, stone, set up to 12mm |  | 12
02-07-00904 | Electrical welding equipment, 220V, 120A, incl. all accessories (protection glass etc.) |  | 6
02-07-00905 | Stand saw for wood cutting |  | 6
02-07-00906 | Welding electrodes 2.5mm, cartons 50 pcs each |  | 120
02-07-00907 | Car lift jack, 10 tons, hydraulic |  | 4
02-07-00908 | Set of: strethoscope light for car ignition, engine compression tester |  | 2
02-07-00909 | E.E.G (Electroencephalography), model: EE2214, with all standard accessories. Full options, disposables for 500 patients. - Installation by supplier - Training for two doctors and two engineers | NEC Medical System, Ltd. (Middle east) | 1
02-07-00910 | Haemodialysis machine, model: Diapact CRRT, complete station with all standard accessories and dispossable items for 100 patient per month for two years, (Arterial-venous fistula needle set, Filter, fiber dialyzer, Blood lines / tubing) - Installation by supplier, -Training for two engineers (4 weeks) and two doctors on the applications (6 weeks), - Maintenance by supplier for two years | B. Braun Melsungen AG | 8
02-07-00911 | D.C (shock) defibrillator, with monitor and recorder, model: LIFEPACK12, with external Adult and Paediatric paddle, with emergency cart (LIFECART 15), and: - Extra NiCd rechargeable battery (Qty. 28) - Recording paper (Qty. 100 box) - Extra gel (Qty. 100 Ltr.) - Extra ECG patient cable, (3 & 12 leads, Qty. 2 each) - Extra pre-jelled electrode (Qty. 100 box) - maintenance by supplier - Installation by supplier -Training for two doctors & one engineer . | Physio Control Corporation MEDTRONIC/USA/Nihon Kohden | 10
02-07-00912 | Central patient monitor Bioview7000 (Six patients unit), model:PN7160, with all accessories, consumables and options (Data adapter no. PT10-10, Tilting stand no. PN71-107, Mobile cart no.PN71-110), Transmitter (PT2300), Telemetry connectable bedside monitors: PB (1302, 1402 & 1811), SpO2 external input: (PA2100), - Extra recording paper, #(49673), Z-fold, 10 pks/ set, (Qty. 80 set) - Disposable electrodes, #(SDC111), pk of 50 (Qty. 100pk) - Electrode cable (for PT2300), #(YCE222), (Qty. 12) - Carrying bag, #(YAP201), (Qty. 6) - SpO2 connecting cable, #(CN-1.2M), (Qty. 12) - SpO2 Spot check probe, #(SPP111), (Qty. 12) - SpO2 personal probe, #(SPP112), (Qty. 12) - maintenance by supplier - Installation by supplier , - Training for two doctors as users & one engineer. | NEC Medical System, Ltd. (Middle east) | 6
02-07-00913 | Spectrophotometer, UV Visible range, model CE2021, (190-1000 nm wavelength) with all options and accessories - Extra bulbs (Tungsten and Deterium, Qty. 25 each) | CECIL/shimatzu | 8
02-07-00914 | Centrifuge, model: MISTRAL1000, cat. No. (MSB100CE1.4), with rotor, cat. No. (43155-156), for 16 tubes, with all accessories, - Extra tubes for above rotor (Qty. 40), | SANYO-/hitashi (Middle East) /vamed -austeria | 2
02-07-00915 | Flamephotometer model: FP20, or similar, with extra propane gas regulator and air compressor oil free - Extra lamp (Qty. 40) -Extra paper rolls for printer (50 roll) | SEAC Italy | 10
02-07-00916 | Multi-channel Gamma counter with computer and printer for hormones estimation, T3, T4, TSH, with all accessories and - Reagents enough for 1000 patient - Installation by supplier -Training for two engineers and two doctors -Maintenance by supplier for two years | Vamde -austria / CECIL | 1
02-07-00917 | Rotary Microtom, model: 2002, with all accessories | Hitachi (Middle East) / Vamde -austria | 3
02-07-00918 | Microtome knife | Shandon | 4
02-07-00919 | Refrigerated Centrifuge, model: Harrier 18/80R, cat. No.(MSB080.CR1.K), -Sealed bucket no.(43551-1215) with swing out windshield rotor no.( 43124-141) (Qty. 2 each), -Extra 200ml bottle no.(43551-103A) (Qty. 16), - Extra adaptor cat. No.(34159-309) (Qty. 20) with tubes (Qty. 40) | SANYO / hitachi (Middle East) | 3
02-07-00920 | Deep Freezer (Space Saving Upright -86 deg. C Freezer), model: MDF-U6086S, with all accessories and with: - Inventory racks IR220U, IR224U, IR312U, IR316U (Qty. 2 ea), -Temperature recorder: MTR-85H (Qty. 6), -Extra charts (Qty. 400), -Voltage booster: CVK-BST2 | SANYO (Middle East) | 1
02-07-00921 | Blood Bank refrigerator, model: MBR-107D(H), with all accessories - Extra fluorecent lamp 6W (Qty. 20) | SANYO (Middle East)
02-07-00922 | Blood Bank instruments, Plasma extracter by manual pressure tube sealer, Blood bags qnadrnple??, tupe cealer, Refrigerator for blood store with all acessories - Training for one engineer, - Installation by suuplier. | SANYO (Middle East) | 1
02-07-00923 | Microscope Olympus CH30, with all accessories - Extra lamp (Qty. 100) | Olympus | 20
02-07-00924 | Autoclave, model: MLS-3020U, with all accessories | SANYO (Middle East) | 10
02-07-00925 | Oven, model: OPL225.DT1.C, 225 Ltr., temp. range (40-300) deg. C, with all accessories, additional shelves (4 each) and additional heating elements (3 each) | SANYO (Middle East)-hospital hispania ,s,l memert | 20
02-07-00926 | Water Still (double distiller), model: WSC044, with CYCLON (Deioniser & Reservoir) and additional heating elements (3 each), | SANYO (Middle East) | 5
02-07-00927 | Centrifuge, model: MISTRAL1000, cat. No. (MSB100CE1.4), with angle rotors, cat. No.(43117-608 & 43117-608 ), with all accessories, - Extra tubes for above rotor (Qty. 400), | SANYO (Middle East) | 10
02-07-00928 | SAKURA computer –controlled compact type (SPA-331/321), steam strerilizer used for strerilization clothes, instruments & drums with all acessories -Training for one engineer, - Installation by supplier. | Sakura (Middle east) | 2
02-07-00929 | Ultrasonic cleaner sakura (US-201S-SA) with all acessories - Training for one engineer, - Installation by supplier. | Sakura (Middle east) | 2
02-07-00930 | Electrical steam horizontal otocleave (KCL46-101VERSION ABO1), with baskes, with - Extra heating element(HEATERS)18 killo watts (QTY 10) - Training for one engineer, - Istallation by suuplier. | LEQUEX-FRANCE | 1
02-07-00931 | Steam strerrilizer with vacum, chamber dimention not less (dia, 50cm, depth 70cm) - Installation by supplier, - Training for One engineer on maintenance | HOSPITAL HISPANIA,S,Lmatachana | 4
02-07-00932 | Slim new clinical chemistry photometer with all accessories and consumables enough for 1000 test | SEAC ITALY | 4
02-07-00933 | Prestige overaseptic Washbasin & STERILE (WATER STERILIZATION ), ref. No. ALB1002, with filters. | SUBTIL CREPIEAX FRANCE | 4
02-07-00934 | Teaching Micoscope, model: BX50, with all accessories - extra lamps (25 qty) | Olympus | 4
02-07-00935 | GYNECOLOGY OPERATION TABLE MODEL EASYNOX 4080, or similar, WITH ALL ACCESSORES . | AIR LIQUIDE | 10
02-07-00936 | Operation table for Orthopaedics, model: EASYNOX 4080, with Orthopaedics system (ORTHOMIC 9000), with all attachement and accessories: - Femoral traction with ORT 7001B apparatus: - For use with C arms - Hydraulic operation | Air Liquide- France | 4
02-07-00937 | Complete anaesthetic gas machine, model: SAFER100, with all standard accessories and optional accessories: - aneathetic ventilators (EVA1200 & 900N), - vaporizers (Halomatic TCV-1, Enflumatic TCV-3, Isoflumatic TCV-5 & Sevoflumatic TCV-7), - PAT selector (bag/ ventilator change- over valve), - additional drawers, - complete bed side monitoring device for ECG, C.V.P, SPO2, Endtidal co2 -Training for two engineers and two doctors | AIKA Medical Corp. (Middle East) | 6
02-07-00938 | Jackson Rees Eyres T-piece Paediatric set with happy bag 0.5 L. spare bag included | INTER SERGICAL U.K | 10
02-07-00939 | Adult Breathing system with APL 2 valves | INTER SERGICAL U.K | 10
02-07-00940 | Pressure regulator for anaesthetic machine (O2, Co2, N2O) | B.O.C(U.K) | 12
02-07-00941 | Maccy laryngoscope with different size blade. With extra lamps(50)QTY | B.O.C(U.K) | 12
02-07-00942 | Portable emergency Equipment, model: OXIVAC Line, complete unit | Hospital Hispania, S.L. | 20
02-07-00943 | X-ray unit simple bucky (1000 mA), model: Optima URS, with all accessories and with (Ionization chamber), - Installation by supplier, - Training of two engineers on Maintenance | Siemens | 4
02-07-00944 | Operating Ophthalmic Microscope . With extra lamps (20) QTY | Zeiss | 2
02-07-00945 | Giant Magnet For Ophthalmic use | NIDEK CO. LTD (Middle East) | 2
02-07-00946 | Head -lamp for ophthalmic surgical use With extra lamps (20) QTY | Zeiss | 4
02-07-00947 | Phaco-emulsifier Machine for Cataract Surgery | NIDEK CO. LTD (Middle East) | 2
02-07-00948 | Freidman Penimetry (Computeried | NIDEK CO. LTD (Middle East) | 3
02-07-00949 | Fundus Camera With Screen and with all accessories and consumables | Zeiss | 1
02-07-00950 | Auto refractometry complete with table and necessary accessories - Extra paper (Qty. 1000) roll | NIDEK CO. LTD (Middle East) | 2
02-07-00951 | Non-touch Tonometry | NIDEK CO. LTD (Middle East) | 4
02-07-00952 | Keratometry | NIDEK CO. LTD (Middle East) | 3
02-07-00953 | Biometry | NIDEK CO. LTD (Middle East) | 3
02-07-00954 | Ultrasound for ophthalamic use | NIDEK CO. LTD (Middle East) | 3
02-07-00955 | ARGON laser (ARGON LASER PHOTOCOAGULATOR AC-2300) with all accessories &options - Installation by supplier, - Training for two doctors & engineers | Zeiss | 1
02-07-00956 | Slit-Lamp complete with table and necessary accessories - Extra lamp (Qty. 30) | NIDEK CO. LTD (Middle East) | 3
02-07-00957 | Cat-ford drum visual assement | NIDEK CO. LTD (Middle East) | 3
02-07-00958 | Synoptophore | NIDEK CO. LTD (Middle East) | 3
02-07-00959 | 90 Diopter lens | NIDEK CO. LTD (Middle East) | 4
02-07-00960 | Auuity Card | NIDEK CO. LTD (Middle East) | 6
02-07-00961 | KM Board | NIDEK CO. LTD (Middle East) | 6
02-07-00962 | Ophthalmoscope | NIDEK CO. LTD (Middle East) | 5
02-07-00963 | Retinoscope | NIDEK CO. LTD (Middle East) | 1
02-07-00964 | Hess Screen | NIDEK CO. LTD (Middle East) | 2
02-07-00965 | Lamp-Examination-small | NIDEK CO. LTD (Middle East) | 5
02-07-00966 | Test type -opthalmology remote-control | NIDEK CO. LTD (Middle East) | 5
02-07-00967 | lensmeter | NIDEK CO. LTD (Middle East) | 2
02-07-00968 | OPHTHALMIC YAG LASER SYSTEM YC-1400 with all accessories - Installation by supplier, - Training for two doctors & engineers | Zeiss | 1
02-07-00969 | Multigas+sc9000 with conection cables patient accessories, with all accessories | Siemens | 3
02-07-00970 | Patient monitar with the following modules ECG/PaO2 /ETCO2/CVP, with all accessories - Extra ECG patient cable (Qty. 5) - Extra O2 sensor (Qty. 5) | Any supplier | 5
02-07-00971 | Oxygen concentration, model: OXYMAT 3 -Bacterial filter (Qty. 100) -Fine filter (Qty.100) -Air filter (Qty 100) | Weinmann Hamburge | 3
02-07-00972 | Bullard fibreoptic intubating laryngoscpe with extra lamp (Qty. 30) | Any supplier | 6
02-07-00973 | Multicap gas monitor with interface cable 87422, with all accessories and consumables - Installation by supplier - Training for two doctors and two engineers | Datex-Ohmeda | 2
02-07-00974 | Anesthesia machine with ventilator *Dual flow meter unit for Oxygen and Nitrous *Flowmeter unit for air *O2 failure signal & N2o shut-off system *Universal pneumatic, time cycled anathesia Ventilator system *Halothane & Isoflurane vaporizer *Scavanging system and suction unit *Monitoring unit for inspiratory O2 concentration and air way pressure *Display of tidal volume and anesthatic agent concentration - Installation by supplier -Training for two engineers and two doctors -Maintenance by supplier for two years | Siemens | 8
02-07-00975 | Pressure ventilator manely type", with all accessories | Any supplier | 6
02-07-00976 | Volume ventilator "Servo type", with all accessories | Siemens | 6
02-07-00977 | ERCP (endoscopic retrograde cholongio pancreaticography) | Any supplier | 1
02-07-00978 | Hybrid Tractor, Diesel type, model: R07H, cpacity (20 ton), with all accessories and - Extra spare tires (Qty. 10) | STILL GmbH- Germany | 5
02-07-00979 | Damper, Diesel type,capacity(4 ton), with all accessories and with 4 spare tires | STILL GmbH- Germany | 4
02-07-00980 | Forklift, electric type (four wheel), model: R20-20, capacity (2 ton), with all accessories and - Extra spare tires (Qty. 8) - Extra rechargeable batteries (Qty. 8) - Extra battery chargers (Qty. 4) | STILL GmbH- Germany | 4
02-07-00981 | Fork lift truck electric type 24 v DC ( three wheel ) model RE 10/12 It's capacity (1400-Kg ), lifting height 330 cm with complete standard - Extra spare tires (Qty. 6) - Extra rechargeable batteries (Qty. 4) - Extra battery chargers (Qty. 2) | LINDE AG 366 804 2500 FENWICK FRANCE | 2
02-07-00982 | Forklift Truck, Diesel (four wheel), model: R70-30, capacity (3 ton), with all accessories and - Extra spare tires (Qty. 8) - Extra rechargeable batteries (Qty. 8) - Extra battery chargers (Qty. 4) | STILL GmbH- Germany | 2
02-07-00983 | Photo copy machien, with all accessories and extra toner (60 Kg) | MINOLTA | 20
02-07-00984 | Type writer (english & arabic), electrical | Any supplier | 4
02-07-00985 | Nebulizer, with all accessories | Siemens | 10
02-07-00986 | Ventilator for pdriatric with all accessories | HOSPITAL HISPANIA S,L. | 2
02-07-00987 | Photo therapy unit with all accessories - Extra day-light lamp (Qty.250) - Extra blue-light lamp (Qty. 250) | HOSPITAL HISPANIA S,L. | 20
02-07-00988 | Apnoea monitor complete with all accessories - Extra transducer (Qty. 20) | NIHON KOHIDEN | 10
02-07-00989 | Atom Infant Incubator , with all accessories: - Air filter, (Qty. 200) -Skin temperature sensor, (Qty. 20) -Humidity sensor wetty, (Qty. 40) | Atom medical corporation, Japan/ HOSPITAL HISPANIA S,L. | 20
02-07-00990 | Ambubag for different sizes | Any supplier | 20
02-07-00991 | Infusion pump with all accessories and consumables enough for 500 patients/ unit | GRASEBY( U,K ) SMITHS INDUSTRIES /HOSPITALHISPANIA,S,L, | 50
02-07-00992 | Crospy capsule for pedriatic | Any supplier | 10
02-07-00993 | Bone morrow asparation set used for children | Any supplier | 10
02-07-00994 | E C G – DIGITAL 3 -chanals ECG Recorder with. - Recording paper (Qty. 100 box) - Extra gel (Qty. 100 Ltr.) - Extra ECG patient cable, (3 & 12 leads, Qty. 2 each) - Extra pre-jelled electrod (Qty. 100 box) - maintenance for two years - Installation by supplier , -Training for two doctors & one engineer | NIHON KOHIDEN | 10
02-07-00995 | Baby scaler | HOSPITAL HISPANIA,S,L | 10
02-07-00996 | Incubator, model: NESTOTRANS, with all accessories - Oxygen cylinder, #(3-4001-7579) - Accessories supporting rail, #(3-4001-7693) - Trolley, #(3-4001-7694) - Resuscitator, #(3-4001-2072) - Constant flow ventilator, #(3-4001-7696) | HOSPITAL HISPANIA,S,L | 15
02-07-00997 | Oxygen regulator with flow meter | HOSPITAL HISPANIA,S,L | 50
02-07-00998 | Radiant warmer for newborn, model: NestoMat6050, complete with all accessories - Extra heater (Qty. 50) - Extra Halogen lamp (Qty. 100) - Extra protective walls (Qty. 15) - Extra Mattress (Qty. 20) - Extra control panel (Qty. 5) | HOSPITAL HISPANIA,S,L | 15
02-07-00999 | Fetal heart monitor, model: Fetatrack, complete with all accessories | Seward | 5
02-07-01000 | Fetal heart detector, model: Sonicad 121 complete with all accessories | Oxford Instruments | 20
02-07-01001 | Stand lights with extra lamps (50) qty. | Any supplier | 10
02-07-01002 | Curttage set | Any supplier | 35
02-07-01003 | Cautery for Gyneocology use with all necessary accessories - Extra electrodes (Qty. 20) | Any supplier | 10
02-07-01004 | Asherman currate | Any supplier | 20
02-07-01005 | Dilators cervical 0-14 | Any supplier | 10
02-07-01006 | Operating Lamp, Mobile type, model: Skylux ACE-1 - Extra bulb, (Qty. 100) | DKK Hospilite-Astec, Japan | 30
02-07-01007 | Colposcopy complete with all accessories - Installation by supplier - Training for one doctor as a user & one engineer . | HOSPITAL HISPANIA,S,L, karl zess / Olympus | 1
02-07-01008 | Hysteroscopy B186 complete with all accessories - Installation by supplier - Training for one doctor as a user &one engineer . | HOSPITAL HISPANIA,S,L, karl zess / Olympus | 1
02-07-01009 | Ales tissue | HOSPITAL HISPANIA,S,L, karl zess / Olympus | 20
02-07-01010 | Delivary table, model: Maquet 4325.DICO, with all accessories and attachments | Maquet | 25
02-07-01011 | Gastroscopy complete with all accessories - Installation by supplier - Training for one doctor as a user &one engineer. | HOSPITAL HISPANIA,S,L, karl zess / Olympus | 3
02-07-01012 | colonoscopy complete with all accessories - Installation by supplier, - Training for one doctor as a user &one engineer. | HOSPITAL HISPANIA,S,L, karl zess / Olympus | 2
02-07-01013 | Sigmodoscopy complete with all accessories - installation by supplier, - training for one doctor as a user &one engineer. | HOSPITAL HISPANIA,S,L, karl zess / Olympus | 2
02-07-01014 | Operation table for urology complete with all accessories and attachments | Marquet | 2
02-07-01015 | E.C.G. with Monitor, 6-channels, with all accessories - Extra 2 rechargeable battery - Recorder paper (Qty. 50 box) - Extra gel (Qty. 200 Ltr.) - Extra ECG electrodes (metal) (Qty. 30) - Extra ECG suction electrode ( Qty. 30) - Extra ECG patient cable (Qty. 2) - Extra disposable electrodes with adhesive (Qty. 1500) | Nihon kohden.japan (Middle east) | 15
02-07-01016 | HF-surgery cautery, complete with all accessories - Extra electrodes (Qty. 40) | Marten (Middle East) | 20
02-07-01017 | EMG Electromyogram,model: Centor 2/4M, with all accessories, with - Printer - Extra paper for printer (Qty. 80 roll) - Extra pregelled electrodes (Qty. 2000) - Installation by supplier, - Training for one doctor as a user &one engineer. | Racia Alvar- France | 2
02-07-01018 | ECT, Electro- Enceplatography, model: Thymatron System IV by Somatics, with all accessories, with - Extra needles (Qty. 10) - Printer - Extra paper for printer (Qty. 80 roll) - Extra pregelled electrodes (Qty. 2000) - Video tapes (Somatics' ECT) - Installation by supplier, - Training for one doctor as a user & one engineer. | Racia Alvar- France | 2
02-07-01019 | Sphygmomanometer, mercury type - Extra cuff (adult & infant) (Qty. 100each) - Extra glass tube (Qty. 200) - Extra bulb complete with valves (Qty. 600) - Mercury (Qty. 5 kg) | Any supplier | 200
02-07-01020 | stethoscope | Any supplier | 200
02-07-01021 | ophthalmoscope with extra lamps (100)qty. | Any supplier | 100
02-07-01022 | Multiprogrammable pacemaker ( IBERIS - PRIMA) Neurocor with all accessories. | Neurocor/ /HOSPITAL HISPANIA,S,L, / | 50
02-07-01023 | MULTIPROGRAMMABLE PULSE GENERATORS PROGRAMMER with all accessories (PORTABLE COMPUTER, PROGRAMMER HEAD, SPECIFIC SOFTWARE) | Neurocor/ /HOSPITAL HISPANIA,S,L, / | 2
02-07-01024 | NON PROGRAMMABLE PACEMAKER ( IBERIS ) Neurocor with all accessories. | Neurocor/ /HOSPITAL HISPANIA,S,L, / | 50
02-07-01025 | ECG Stress Test, with all accessories - PC based stress test system - with ECG stress test software - High resolution color monitor - 12 channels ECG with interpretation - Treadmil with 220V AC - complete with mobile cart - printer - Extra ECG patient cable (Qty. 6) - Extra ECG electrodes (Qty. 50) - Extra dispossable electrodes (Qty. 1000) (if needed) - Extra paper for printer (Qty. 50) box - Installation by supplier - Training for two doctors and two engineers | Any supplier | 2
02-07-01026 | Bronchoscopy complete with all accessories - Training for two doctor & one engineer. | /HOSPITAL HISPANIA,S,L, /karl zeiss / Olympus | 4
02-07-01027 | Arterial blood gas analyzer, complete with extra solutions, reagents and electrodes for six months - Training for two doctors and two engineers | Any supplier | 2
02-07-01028 | Thyroid scanner with all opetions & all accessories - Installation by supplier - Training for two doctor & two engineer. | Aloka (Middle east) | 1
02-07-01029 | upper G.T endoscopy complete with all accessories - Training for two doctors and one engineers | Olympus | 2
02-07-01030 | Microwave therapy - MJI-7S with all accessories - Installation by supplier - Training for two doctor & two engineer. | Sakai Medical Co., Ltd. (Middle East)/ Carin | 6
02-07-01031 | pake warmer (cl-41) | Sakai Medical Co., Ltd. (Middle East)/ Carin | 2
02-07-01032 | infrared & ultraviolet lamp (SLT -1001) | Sakai Medical Co., Ltd. (Middle East)/ Carin | 4
02-07-01033 | automatic Air massager medomer (MBF -100) | Sakai Medical Co., Ltd. (Middle East)/ Carin | 3
02-07-01034 | bicycle exerciser (adult SPR- 215) | Sakai Medical Co., Ltd. (Middle East)/ Carin | 4
02-07-01035 | Quadriceps (SPR-2400) | Sakai Medical Co., Ltd. (Middle East)/ Carin | 4
02-07-01036 | Rowing machine (SPR- 442) | Sakai Medical Co., Ltd. (Middle East)/ Carin | 2
02-07-01037 | Treadmil wide (spr -7040) | Sakai Medical Co., Ltd. (Middle East)/ Carin | 1
02-07-01038 | neek ?? & dorsall?? traction | Sakai Medical Co., Ltd. (Middle East)/ Carin | 2
02-07-01039 | Galvanization & faradization????? | Sakai Medical Co., Ltd. (Middle East)/ Carin | 4
02-07-01040 | short wave diathermy k-50 , | Sakai Medical Co., Ltd. (Middle East)/ Carin | 4
02-07-01041 | shoulder wheel (SPR -1200) | Sakai Medical Co., Ltd. (Middle East)/ Carin | 2
02-07-01042 | parallel bars (1M12003, 1M12002) | Sakai Medical Co., Ltd. (Middle East)/ Carin | 2
02-07-01043 | Hydraulic???? couch (SPR -5401) | Sakai Medical Co., Ltd. (Middle East)/ Carin | 6
02-07-01044 | Dumbbell with rack (spr-5262)set of 28 dumbbells | Sakai Medical Co., Ltd. (Middle East)/ Carin | 1
02-07-01045 | MEGASONIC 900 (electrostimulator of low and middle frequency for electrodiagnostics and analgesia) model IE 02009, with all accessories - Training for two doctors & one engineer. | Sakai Medical Co., Ltd. (Middle East)/ Carin | 1
02-07-01046 | MEGASONIC 680 , (1E03005, 1 E03007) Laser with all accessores, - Training for two doctors & one engineer | Sakai Medical Co., Ltd. (Middle East)/ Carin | 2
02-07-01047 | Programmable stimulator megasonic 313 p4 model IE02010with all accessores | Sakai Medical Co., Ltd. (Middle East)/ Carin | 4
02-07-01048 | under water massage unit model IH00002 with all accessores | Sakai Medical Co., Ltd. (Middle East)/ Carin | 4
02-07-01049 | tanque ????? dehubbard model IH00003 with all accessores | Sakai Medical Co., Ltd. (Middle East)/ Carin | 4
02-07-01050 | Equipment trolley model IM00003 | Sakai Medical Co., Ltd. (Middle East)/ Carin | 6
02-07-01051 | Megatrac 101(Traction unit with model IE00006 traction couch IM04006 TIJERA 444 EIECTRICA with all accessores | Sakai Medical Co., Ltd. (Middle East)/ Carin | 4
02-07-01052 | ANKLE and LEG Exerciser IM00001, (IM13001, IM 13002, IM 18001) Wooble board/plate, boheler | Sakai Medical Co., Ltd. (Middle East)/ Carin | 8
02-07-01053 | Squared mirror model IM09002 | Sakai Medical Co., Ltd. (Middle East)/ Carin | 1
02-07-01054 | Wrist roller(pronosupinator) wall fixed (IM 00008,IM 00005,IM 07002, 1 M01001 ) | Sakai Medical Co., Ltd. (Middle East)/ Carin | 4
02-07-01055 | Auriscope with specula | Olympus/ Vamed- austria | 4
02-07-01056 | Operating Microscope (for ENT) - Extra lamp (Qty. 20) - Installation by supplier - Training for two doctors | Zeiss | 4
02-07-01057 | Aural suction tubes | Olympus/ Vamed- austria | 4
02-07-01058 | Head light and light source with extra lamp for each type, (Qty. 5/ unit) | Olympus/ Vamed- austria | 4
02-07-01059 | Chiron stool for doctor | Olympus/ Vamed- austria | 4
02-07-01060 | Davis -Boyles mouth gag | Olympus/ Vamed- austria | 4
02-07-01061 | Tonge plate | Olympus/ Vamed- austria | 4
02-07-01062 | Draffin suspension apparatus | Olympus/ Vamed- austria | 4
02-07-01063 | Magauran plate | Olympus/ Vamed- austria | 4
02-07-01064 | Saud bag and head ring | Olympus/ Vamed- austria | 4
02-07-01065 | Fibroptic Bronchoscope complete with all accessories - Installation by supplier, - Training for two doctors & two engineers | Olympus/ Vamed- austria | 4
02-07-01066 | Fibroptic Oesophagoscope complete with all accessories - Installation by supplier, - Training for two doctors & two engineers | Olympus/ Vamed- austria | 4
02-07-01067 | Rigid Bronchscope complete with all accessories - Installation by supplier, - Training for two doctors & two engineers | Olympus/ Vamed- austria | 4
02-07-01068 | Rigid Oesophagoscope complete with all accessories - Installation by supplier, - Training for two doctors & two engineers | Olympus/ Vamed- austria | 4
02-07-01069 | Rigid laryngoscope D.L complete with all accessories - Installation by supplier, - Training for two doctors & two engineers | Olympus/ Vamed- austria | 4
02-07-01070 | Rigid sinuscope complete with all accessories - Installation by supplier, - Training for two doctors & two engineers | Olympus/ Vamed- austria | 4
02-07-01071 | Carbon dioxide laser apperates complete with all accessories - Installation by supplier, - Training for two doctors & two engineers | Olympus/ Vamed- austria | 4
02-07-01072 | Light source for endoscope with extra bulb (Qty. 20) | Olympus/ Vamed- austria | 4
02-07-01073 | Special operating Microscope for (ENT) with all accessories - Multi lenses for Ear and Larygeal surgery - Side view for training purposes - Side connection for laser apparatus - Multi-joint action machine - Extra lamp (Qty. 30) | Zeiss | 4
02-07-01074 | Cryo surgery apparatus complete with all accessories - Training for two doctors | Zeiss | 4
02-07-01075 | Yankauer -Eustachion specula | Olympus/ Vamed- austria | 4
02-07-01076 | Laryngeal mirrori and postnasal mirrors | Olympus/ Vamed- austria | 20
02-07-01077 | Tracheostomy Tubes | Olympus/ Vamed- austria | 2000
02-07-01078 | Great street Armond Endotracheal tubes | Olympus/ Vamed- austria | 2000
02-07-01079 | Qut patient E-N-T examination apparatus | Olympus/ Vamed- austria | 4
02-07-01080 | Head light apparatus with extra bulb (Qty. 20) | Olympus/ Vamed- austria | 10
02-07-01081 | Laryngeal mirror | Olympus/ Vamed- austria | 10
02-07-01082 | Post nasal mirror | Olympus/ Vamed- austria | 10
02-07-01083 | Folys catheters of three bulbs | Olympus/ Vamed- austria | 50
02-07-01084 | Bismuth iodoform paraffin pack | Olympus/ Vamed- austria | 100
02-07-01085 | Cystometry machine Urodynamic study with sets of special catheters with all accessories - Training for two doctors | Olympus/ Vamed- austria | 1
02-07-01086 | cystoscopy set (Rigid) adult complete with all accessories - Installation by supplier, - Training for two doctors & two engineers | HOSPITAL HISPANIA,S,L, /karl zeiss / Olympus | 1
02-07-01087 | Color Doppler for Arterial deseasechology (Cardiac Capabilities) and general purpose : System should provide the follwing methods: * Electronic linear, convex and phased array sector * with minimum 96 channel system * Probes Convex 3.5 MHz * Linear 7.5 MHz * Phased array 2.5 and 3.5 MHz with steerable CW Doppler * Three Dimensional Convex Probe * Endovaginal Probe *Biplane Endorectal Probe * Automatic Focusing * Three Dimension Image *Depth -24cm * Shifting and real time Image magnification * Memory: Cine Loop Memory * ECG Channel *Color B/W Video Printer * CW Doppler * Steerable CW Doppler for all Cardiac Probe * Display 2D Doppler spectrum, color Doppler simultaneously in reel time * 3 connectors Installation by supplier Maintenance for two years Training for two doctors on applications (6-8 weeks) and two engineers on services (4 weeks) | Siemens | 2
02-07-01088 | set for craniotomy |  | 2
02-07-01089 | set for vensziulo-ventricuto-,atrial |  | 2
02-07-01090 | central venous pressure lines |  | 1
02-07-01091 | peakexpiratory flometer |  | 10
02-07-01092 | Liver biopsy(mongeni) |  | 5
02-07-01093 | plearal biopsy(abraham) |  | 5
02-07-01094 | cross B capsule for jujerial biopsy |  | 5
02-07-01095 | Renal biopsy set (Kidney) |  | 5
02-07-01096 | AVO- meter, digital |  | 5
02-07-01097 | Clamp meter |  | 2
02-07-01098 | Soldering iron,100 watt /40watt |  | 4
02-07-01099 | Dosimeter |  | 2
02-07-01100 | Abdomen operation set (Vermix, Glandthroid) |  | 1
02-07-01101 | Apparatus for medula inspection |  | 1
02-07-01102 | Surgery set (Gland, Kidney) |  | 2
02-07-01103 | Projector + Charghale |  | 2
02-07-01104 | O2 gauge High presser |  | 4
02-07-01105 | O2 gauge with flometer |  | 6
02-07-01106 | Epidural set . |  | 100
02-07-01107 | Synopto phore |  | 1
02-07-01108 | Slide of Synoptophone |  | 1
02-07-01109 | Maddex wing |  | 1
02-07-01110 | Prism bar |  | 1
02-07-01111 | Lenses bar |  | 1
02-07-01112 | Sherdin gardiner test |  | 1
02-07-01113 | Perimetre -Goldman |  | 1
02-07-01114 | Tangat-Screen |  | 1
02-07-01115 | Trail frame |  | 1
02-07-01116 | Cross cylinder 0.25/0.50 |  | 2
02-07-01117 | Projector to visual acuity ename |  | 1
02-07-01118 | Refrigerator for dead body complete unit with all accessories - Installation by supplier, |  | 2
02-07-01119 | Set for skin proft |  | 1
02-07-01120 | Durham tube for fermintation |  | 300
02-07-01121 | Head light for E.N.T Examination with extra bulb (Qty. 10) | karl zeiss | 2
02-07-01122 | Head mirror for E.N.T Examination | karl zeiss | 2
02-07-01123 | emergency trolly with all accessories | karl zeiss | 4
02-07-01124 | Power kirschner wire inserter | karl zeiss | 1
02-07-01125 | Osteotomes different size | karl zeiss | 1
02-07-01126 | Kirschener wire different size | karl zeiss | 1
02-07-01127 | Magnification loupes | karl zeiss | 1
02-07-01128 | Vascular set | karl zeiss | 1
02-07-01129 | Haematocrite centrifuge complete, model: Haematokrit 24, with all accessories - Extra capillary tubes (Qty. 500) | Hettich | 20
02-07-01130 | Haemoglobinometer (Hb-meter), with all accessories and consumables | optema | 20
02-07-01131 | Haemotocrit reader | Vamed -Austria | 15
02-07-01132 | Auto analyzer for Biochemical complete unit with all accessories - Extra kits, reagents and consumables enough for 1000 inspections - Installation by supplier, - Training for Two operators and two Engineers , | Vamed -Austria | 8
02-07-01133 | Hb- electrophorises complete with all accessories - Installation by supplier - Training for two doctors and two engineers | Vamed -Austria | 5
02-07-01134 | Apheresis Platform system for blood component collection , model: Haemonetics MCS+, complete with all accessories - Installation by supplier, - Training for Two doctors and two Engineers | Haemonetics S.A.- Switzerland | 3
02-07-01135 | Blood bag shaker, with all accessories | Vamed -Austria | 6
02-07-01136 | BED for blood bank | MARQUIS | 15
02-07-01137 | Coulter - Counter complete unit with all accessories - Extra kits, reagents and consumables enough for 1000 inspections - Installation by supplier, -Training for Two operaitors and two Engineers , | S-PLUS /USA | 4
02-07-01138 | Water bath. Cat. No. 304/0706/00 / decon, with all accessories | Catalog / BDH | 6
02-07-01139 | Sensitive balance, model type: BP6100, Cat. No. 091-240 or similar | Sandberg & Schnidwind | 200
02-07-01140 | Orbital Shaker, cat. No. 57007-01, with all accessories - Extra flask carrier, cat. No. 57008-115, (Qty. 8) | Vamed -Austria | 4
02-07-01141 | Dispenser (1-5ml) Dispenser (2-10ml) Dispenser (0,5 - 2,5ml) | optema | 10 10 10
02-07-01142 | Bilirubinometer, MODEL: Leica UNISTAT (CAT. NO. 10311C), with standard accessories and dispossable - Extra Dispossable cuvettes, pack of 51 (Qty. 10 pk) - Extra calibration cuvete (Qty. 10) - Extra high-level check cuvette (Qty. 10) - Extra low-level cuvette (Qty. 10) | Leica | 10
02-07-01143 | Chlorometer | optema | 10
02-07-01144 | Timers(Quartzimer) | optema | 10
02-07-01145 | Micro pipette(2-2041) | optema | 10
02-07-01146 | Micro pipette (5-5041) | optema | 10
02-07-01147 | Micro pipette (20 - 20041) | optema | 10
02-07-01148 | Micro pipette (100 - 100041) | optema | 10
02-07-01149 | Fully automatic Microtome,complete with accessories, consumables and extra knife (Qty. 3) | optema | 3
02-07-01150 | Auto sharpin | optema | 2
02-07-01151 | microtome knife sharp | optema | 2
02-07-01152 | lamp lap-adjestable with base | optema | 4
02-07-01153 | Automatic tissue processor. Model:TP1050,or similar, with all accessories reagents and diplier: *Installation by supplier *Training for Two doctors and two engineers *Maintenanice by supplier for two years. | Leica | 2
02-07-01154 | Dispenser Wax | optema | 3
02-07-01155 | Dryer section | optema | 3
02-07-01156 | staining machine | optema | 2
02-07-01157 | electric automatic stop skull drill | Any supplier | 2
02-07-01158 | Electrical bone drill, with all accessories and extra tips . | AIR LIQUEID/FRANCE CARIN | 12
02-07-01159 | Lamenectomy set . | AIR LIQUEID/FRANCE CARIN | 6
02-07-01160 | Total Hip replacment set . | AIR LIQUEID/FRANCE CARIN | 3
02-07-01161 | Bone lengthening set . | AIR LIQUEID/FRANCE CARIN | 10
02-07-01162 | Total hip replacement. | AIR LIQUEID/FRANCE CARIN | 200
02-07-01163 | Inter locking K- nail | AIR LIQUEID/FRANCE CARIN | 1000
02-07-01164 | K-.nail for tibia. | AIR LIQUEID/FRANCE CARIN | 1000
02-07-01165 | Pin plate different size | AIR LIQUEID/FRANCE CARIN | 500
02-07-01166 | L plate different size | AIR LIQUEID/FRANCE CARIN | 200
02-07-01167 | External bonefixator set (adult) | AIR LIQUEID/FRANCE CARIN | 25
02-07-01168 | External bonefixator set(childern) | AIR LIQUEID/FRANCE CARIN | 20
02-07-01169 | Mini external bone fixator set | AIR LIQUEID/FRANCE CARIN | 20
02-07-01170 | Charnly set for knee &ankle arthrodors | AIR LIQUEID/FRANCE CARIN | 20
02-07-01171 | Cork screw | AIR LIQUEID/FRANCE CARIN | 3
02-07-01172 | Broken screw extractor set | AIR LIQUEID/FRANCE CARIN | 3
02-07-01173 | Hand bone saw(different sizes) | AIR LIQUEID/FRANCE CARIN | 10
02-07-01174 | Harrington instrumentation set | AIR LIQUEID/FRANCE CARIN | 3
02-07-01175 | Hofman | AIR LIQUEID/FRANCE CARIN | 6
02-07-01176 | Hand wire inserter | AIR LIQUEID/FRANCE CARIN | 10
02-07-01177 | Power wire inserter | AIR LIQUEID/FRANCE CARIN | 6
02-07-01178 | Rush nail different size | AIR LIQUEID/FRANCE CARIN | 3000
02-07-01179 | Loop wire different size | AIR LIQUEID/FRANCE CARIN | 50
02-07-01180 | A W C different size | AIR LIQUEID/FRANCE CARIN | 10
02-07-01181 | skelestal traction different size | AIR LIQUEID/FRANCE CARIN | 100
02-07-01182 | K-nail extractor set different size | AIR LIQUEID/FRANCE CARIN | 20
02-07-01183 | Rush nail driver adifferent size | AIR LIQUEID/FRANCE CARIN | 20
02-07-01184 | Bone ciement | AIR LIQUEID/FRANCE CARIN | 200
02-07-01185 | Guid wire different size | AIR LIQUEID/FRANCE CARIN | 500
02-07-01186 | Skin graft knife holder | AIR LIQUEID/FRANCE CARIN | 15
02-07-01187 | Meshing mashin for skin graft | AIR LIQUEID/FRANCE CARIN | 5
02-07-01188 | Plate bender | AIR LIQUEID/FRANCE CARIN | 6
02-07-01189 | Wire cutter each size | AIR LIQUEID/FRANCE CARIN | 6
02-07-01190 | Plate set &screws for fingers | AIR LIQUEID/FRANCE CARIN | 5
02-07-01191 | canulated drill, with all accessories | AIR LIQUEID/FRANCE CARIN | 5
02-07-01192 | Phlips screw 18 mm | Phlips, Ausculab | 300
02-07-01193 | Phlips screw 20 mm | Phlips, Ausculab | 300
02-07-01194 | Phlips screw 22 mm | Phlips, Ausculab | 300
02-07-01195 | Phlips screw 24 mm | Phlips, Ausculab | 400
02-07-01196 | Phlips screw 26 mm | Phlips, Ausculab | 500
02-07-01197 | Phlips screw 28 mm | Phlips, Ausculab | 500
02-07-01198 | Phlips screw 30 mm | Phlips, Ausculab | 500
02-07-01199 | Phlips screw 32 mm | Phlips, Ausculab | 500
02-07-01200 | Phlips screw 36 mm | Phlips, Ausculab | 500
02-07-01201 | Phlips screw 38 mm | Phlips, Ausculab | 500
02-07-01202 | Phlips screw 39 mm | Phlips, Ausculab | 500
02-07-01203 | Phlips screw 40 mm | Phlips, Ausculab | 500
02-07-01204 | A.O screw 48 mm | A.O(usa), Ausculab | 500
02-07-01205 | A.O screw 50 mm | A.O(usa), Ausculab | 500
02-07-01206 | A.O screw 52 mm | A.O(usa), Ausculab | 500
02-07-01207 | A.O screw 54 mm | A.O(usa), Ausculab | 500
02-07-01208 | A.O screw 56 mm | A.O(usa), Ausculab | 500
02-07-01209 | Compression screw different size |  | 1000
02-07-01210 | Gigl saw, with all accessories |  | 1000
02-07-01211 | Bone mibler |  | 30
02-07-01212 | Screw mwasure |  | 10
02-07-01213 | Bone clamp |  | 10
02-07-01214 | Screw reamer |  | 10
02-07-01215 | Compression pin plate different size |  | 200
02-07-01216 | Vascular set |  | 5
02-07-01217 | Micro oscillating saw |  | 4
02-07-01218 | Magnification loupes |  | 4
02-07-01219 | electric bon drill |  | 2
02-07-01220 | bipolar diathermy |  | 2
02-07-01221 | Laminectomy set |  | 3
02-07-01222 | Discectomy set |  | 3
02-07-01223 | electrical bone saw, with extra blad |  | 2
02-07-01224 | Nerve stimulator instrument, model: Stimulex HNS11 complete with different sizes of needles - Extra needle (Qty. 3)/ each size | B. Braun Melsungen AG | 3
02-07-01225 | set for abdominal hysterectomy . |  | 10
02-07-01226 | Set for vaginal hesterectomy |  | 10
02-07-01227 | Set for Hysterosalpingraphy co lnsutlation . |  | 10
02-07-01228 | omnipague |  | 1
02-07-01229 | barium (for CT and general use |  | 1
02-07-01230 | Alcohoolo meter in blood, (to measure Alcohool percentage in blood) |  | 1
02-07-01231 | Ultrasound for urology use with probes (abdominal, urethral and rectal) with all accessories - Installation by supplier - Training for two doctors and two engineers | Siemens | 1
02-07-01232 | Ultra sound with all accessories + probe 3.5MHz linear + vaginal probe 7.5MHz - Extra printer paper (Qty. 20 roll) - Installation by supplier , - maintenance for three years - Training for two doctors on application & two engineers on servieses | Siemens | 4
02-07-01233 | Portable ultrasound with all accessories with probe 3.5MHz - Installation by supplier , - maintenance for 2 years | Siemens | 4
02-07-01234 | Ultrasound + probe 5 (pediatrics) with all accessories - Installation by supplier , - maintenance for 3 years , - Training for 2 doctors on application & 2 engineers on maintenance | Siemens | 1
02-07-01235 | Ultrasound with different propes for abdominal -gynecology -obst cardiology-ophthalmic and biopsy kids and needles and ovum extractor facilities - Installation by supplier - Training for two doctors and two engineers | Siemens | 1
02-07-01236 | Ultrasound Doppler, model: Sonoline Versa, with all accessories - Extra printer paper (Qty. 20 roll) - Installation by supplier , - Training for two doctors and two engineers | Siemens | 1
02-07-01237 | Mobile x-ray unit, model: 30 (SM-30HF) with all accessesories - Installation by supplier , - maintenance for 2 years ,five with floroscopy | Siemens | 5
02-07-01238 | Portable x-ray machine (mobile floroscopy c-Arm with video unit 200MA with all options - Installation by supplier - Training for two doctors and two engineers | Siemens | 3
02-07-01239 | Automatic X-Ray film processor with all accessories | Kodak (Middle East)
02-07-01240 | Centifugal liqued chiller model CVGE, 30F TYPE B 601M012E, STARTING CURRENT 667A Full load current 417A, Cooling capacity not less than 300 t with all accessories - Installation by supplier - Training for two engineers | TRANE / FRANCE | 2
02-07-01241 | INCINERATOR of organic solid waste model SO-2000 SDS working with gasoline with all acessories - Installation by supplier. - Training for two engineers | HOSPITAL HISPANIA,S,L, | 5
02-07-01242 | Diesel generator 1000 KVA, Cummins engine double bearing, STAMORD alternator, door type with all accessories & - spare parts for 3 years(fuel, oil & air filters, electric parts, AVR & mechanical parts) - Training for one engineer, - Installation must be by supplier. | SDMO- France | 3
02-07-01243 | Diesel generator 500KVA, engine Volvo, alternator stamford and syncronization board, with all accessories - Installation by supplier, - Training for two engineer as operating & maintenance | SDMO- France | 3
02-07-01244 | Diesel generator 100KVA, engine Deutz, alternator stamford and syncronization board, with all accessories - Installation by supplier, - Training for 1 engineer on operating & maintenance | SDMO- France | 4
02-07-01245 | Diesel generator 20KVA, engine volvo,alternator stamford and syncronization board, with all accessories - Installation by supplier, - Training for 1 engineer on operating & maintenance | POLYMA TAINER,ENERGY TECHNOLOGY,GERMANY | 15
02-07-01246 | Aneroid sphygmomanometer with stethoscope ref 720150 | GEM universal industrie | 100
02-07-01247 | Dental unit with chair and compressor complete with all accessories, - Installation by the supplier, - Training for one engineer and one Doctor | Siemens | 15
02-07-01248 | Light Cure gun | Degussa /Germany | 30
02-07-01249 | Portable Scaller | Densuply /USA | 20
02-07-01250 | Electrical pupl tester | Degussa /Germany | 70
02-07-01251 | Universal minitourch | Philips | 30
02-07-01252 | Dental X-Ray unit with all accessories | Semins | 20
02-07-01253 | Hot air Oven with all accessories | Memert/Germany | 30
02-07-01254 | Bone file | Any supplier | 30
02-07-01255 | Mobile Dental Unit team.????? | Any supplier | 2
02-07-01256 | DARTIGUES self retiaing stainless steel blades 7 cm deep x 4.5 wide | PANSCO PAN SERVICCO SURGECAL LTD LONDON | 10
02-07-01257 | GOSSETT stainless steel small blades 4 CM (1.5 In ) deep 2.8 cm(1 1/8 in )wide, | PANSCO PAN SERVICCO SURGECAL LTD LONDON | 10
02-07-01258 | GOSSETT stainless steel large blades ( 6.5 cm – 2 ½ in ) deep , 3.5cm ( 1 3/8 in ) wide . | PANSCO PAN SERVICCO SURGECAL LTD LONDON | 10
02-07-01259 | Stainless steel, Two lateral blades each 6.5 cm (2 1/2") deep, 3.5 cm (11/8") wide, adjustable centre blade 6,5 cm (2 1/2") deep , 3,5 cm (1 3/8") wide | PANSCO PAN SERVICCO SURGECAL LTD LONDON | 10
02-07-01260 | Stainless steel, screw joint, frame with breakdown joint & two abdominal blades 4.5 cm (1 ¾") x 7 cm (2 3/4") | PANSCO PAN SERVICCO SURGECAL LTD LONDON | 10
02-07-01261 | RETRACTOR BALFOUR 1-Child, stainless steel, adjustable centre blade 38 mm deep, outer blades 51 mm deep 2- Adult, stainless steel, adjustable centre blade 6 cm x 8 cm, outer blades 6.5 cm x 4.5cm 3-, stainless steel, adjustable centre blade 10.8 CM deep, outer blades 10 cm deep, opening 18 cm (7") large | PANSCO PAN SERVICCO SURGECAL LTD LONDON | 10
02-07-01262 | POZZI stainless steel screw joint, two removeable lateral blades 5 cm (2") x 6.5 cm (2½") length 18 cm (7") | PANSCO PAN SERVICCO SURGECAL LTD LONDON | 10
02-07-01263 | stainless steel, 2 lateral blades 6.5 cm (2 ½") deep x 3.2 cm (1 ¼") wide, 1 centre blade 6 cm (2 3/8 cm wide x 3.8 cm (1 ½") deep, 1 centre blade 6.4 cm (2 ½") wide x 5.7 cm (2 ¼") deep | PANSCO PAN SERVICCO SURGECAL LTD LONDON | 10
02-07-01264 | SCISSORS UMBILCAL stainless steel , heavy curved blades length 10 cm (4 in ), | PANSCO PAN SERVICCO SURGECAL LTD LONDON | 2
02-07-01265 | SCOOP / HOOK – GALLSTONE CHATLE, stainless steel, hook end, length 33 cm (13") | PANSCO PAN SERVICCO SURGECAL LTD LONDON | 2
02-07-01266 | Computer set Pentium III, 15 GB Hard, 64 RAM, Multimedia, | HP | 20
02-07-01267 | LaserJet Printer 5000 | HP | 20
02-07-01268 | Scanner | HP | 14
02-07-01269 | Smart UPS 1400 | APS | 20
02-07-01270 | Tranoesophagal Ecocardiography complete with all accessories -Installation by supplier - Training for two doctors on the application and one engineer |  | 2
02-07-01271 | Neorale resucitater table with all accessories |  | 10
02-07-01272 | Bohler Traction Treating lower extremity fractures, pelvis, etc. |  | 120
02-07-01273 | Intramedullary Nails Sizes 9 Length 30, 32, 34, 36, 38, 40, 42, 44 K Sizes 10 Length 30, 32, 34, 36, 38, 40, 42, 44 * Sizes 11 Length 30, 32, 34, 36, 38, 40, 42, 44 * Sizes 12 Length 30, 32, 34, 36, 38, 40, 42, 44, 46 * Sizes 13 Length 30, 32, 34, 36, 38, 40, 42, 44, 46 All Equally |  | 2000
02-07-01274 | Intramedullary Nailing Set for femur - AO - Treating the fractures of the shaft of Femur |  | 10
02-07-01275 | Steimem pins for Traction For Tibial & Calcaneus Traction |  | 2000
02-07-01276 | Volgov - Oganesian External Fixators Treating war injuries, compound injuries, mainly lower leg as well as for treatment of mal union, Pseudoarthrosis, correcting deformaties and for the purpose of Lengthening of Bones as sequelle of Polio |  | 200
| Books | Author
02-07-01277 | Harrisos principle Medicin.1998 | CRW.Edward; | 5
02-07-01278 | Davidsons principle of Medicin.1999 | I.A.D.bouchier; | 5
02-07-01279 | cecil textbook of Medicin.1999 | c.halsell.E.R.chilvers | 5
02-07-01280 | oxford textbook of Medicine | J.claude bennett;M.D.Fred | 5
02-07-01281 | clincal hematology | plum.M.D | 5
02-07-01282 | Heart and blood vessels | Eugen Braun Wood | 1
02-07-01283 | principle of internal medicine |  | 1
02-07-01284 | Atlas of general medicine |  | 5
02-07-01285 | cancer chemotherapy |  | 5
02-07-01286 | Atlas of Echo 2d and Doplar |  | 5
02-07-01287 | proceduer in medicine |  | 5
02-07-01288 | premer of rheumatology |  | 5
02-07-01289 | Atlas of Gastroscopy |  | 5
02-07-01290 | Atlas of bronchoscopy |  | 5
02-07-01291 | Text book of Disease |  | 5
02-07-01292 | principles and Neurology | Adams&victor | 5
02-07-01293 | clinical electromyography | Amineff | 5
02-07-01294 | clinical nwurology | Amineff | 5
02-07-01295 | Text book of dermatology | Arthur Rook;D.S.>wilkuson | 1
02-07-01296 | Dermatology in general medicine | fitz patrick arnot clark | 5
02-07-01297 | coloue atlas of Dermatology | fitz patrick arnot clark | 5
02-07-01298 | peiciple of Dermatology | Rana mackey | 5
02-07-01299 | Andrews diseases of the skin clinical dermatology | Harry L.Amold | 1
02-07-01300 | lndustnal-pharmascy 1998 |  | 1
02-07-01301 | martindal -pharmacopia Vol;l.ll.lll(with apendix)newedition |  | 1
02-07-01302 | clinical pharmacy and the therapeutics .1998 |  | 1
02-07-01303 | Merck-index.chemicals.1998 |  | 1
02-07-01304 | Usp-pharmacopiea.1998 |  | 1
02-07-01305 | Advanced-pharmaceutical chemistry .1998 |  | 1
02-07-01306 | Amarican -pharmacy 1998 |  | 1
02-07-01307 | Amarican-cosmetics |  | 1
02-07-01308 | formulation.1998 |  | 1
02-07-01309 | Remingtons medical chemistry and pharmaceutical 17 edition |  | 1
02-07-01310 | - |  | 1
02-07-01311 | campbells urology |  | 1
02-07-01312 | smith general urology |  | 1
02-07-01313 | Robe and smith operative urology |  | 1
02-07-01314 | Lecture notes in urology | John biandy | 1
02-07-01315 | operation urology | biandy | 1
02-07-01316 | atlas of urology |  | 1
02-07-01317 | Briysh Jornal of urology |  | 1
02-07-01318 | American jornal of urology |  | 1
02-07-01319 | C.D on diffexestitems of urology |  | 1
02-07-01320 | E.U.A (C.D) cantaining detailed litecature and thessies |  | 1
02-07-01321 | - |  | 1
02-07-01322 | short pratice 1990 | bailey and love | 1
02-07-01323 | shwarts principle of surgery |  | 1
02-07-01324 | Re operative surgery | Runald K.Tomplcins | 1
02-07-01325 | physical sings |  | 1
02-07-01326 | current surhical practice and diognosis |  | 1
02-07-01327 | smith -principle of urology |  | 1
02-07-01328 | maingots abdominal operativs vol .l.ll.1998 |  | 1
02-07-01329 | atlas zollingeis operative surgery 1996 |  | 1
02-07-01330 | Atlas zollingeis operative surgery (96) |  | 1
02-07-01331 | Year book of ophthalmology 1996.1997.1998.1999 |  | 1
02-07-01332 | American jeurnal of ophthalmology serses of 1999.2000 |  | 1
02-07-01333 | British jeurnal of ophthalmology |  | 1
02-07-01334 | Transection u.k |  | 1
02-07-01335 | Essential haematology | A.V>Hoffbrand;J.E pettit | 1
02-07-01336 | Atlas of hematology | G.A.Mc Donaid ,T.cdodds | 1
02-07-01337 | Ackemans sutgcial pathology (last edition) | Joan rosai | 1
02-07-01338 | Novaks gynecologich abstetric pathalogy | Norak and woodruff | 1
02-07-01339 | Basic histopathology colour atlas and text | Rhwenthm ,Burkit ,steuslone | 1
02-07-01340 | Text book of medical imaging (last edition) | David Sutton | 1
02-07-01341 | Text book of general Ultrasaund.(last edition) |  | 1
02-07-01342 | Atlas of normal and pathological Ultrasaund cases |  | 1
02-07-01343 | Atlas of normal and pathological cases and C.T scan |  | 1
02-07-01344 | Joural of clinical Ultrasound on compact disk (CD) |  | 1
02-07-01345 | E.N.T |  | 1
02-07-01346 | scott-Brown Otolaryngology |  | 1
02-07-01347 | Six volumes, sixth Edition;1997 |  | 1
02-07-01348 | Butterworth heinmann publication |  | 1
02-07-01349 | 1-volume.1;Basic sciencer to micheal gleeson |  | 1
02-07-01350 | 2.volume.II;Adult Ddiology by Dafydd stephens |  | 1
02-07-01351 | 3.volume.III;Otology by jhon B-Booth |  | 1
02-07-01352 | 4.volume.IV;Rhinology by lan s-Mackay |  | 1
02-07-01353 | 5.volume.V;Paediatric Oto laryngology | David A-Adams | 1
02-07-01354 | 6.volumeVl;Laryngology and Head and Neck Surgeary | Jhon Hibber | 1
02-07-01355 | Synopsis of Oto Laryngology 5th edition 1992. |  | 1
02-07-01356 | Tye Laryngoscope.Thy Jornal of Thy American OtoRhino |  | 1
02-07-01357 | Laryngology Academy |  | 1
Koya/ Erbil
02-07-01358 | X-ray Unit, Model: Multix Compact - Installation by supplier -Training for two engineers and two doctors - Maintenance for two years | Siemens | 1
02-07-01359 | SKANIA Truck, Model: 4-senies truck, capacity: 16 ton. - Recommended Spare parts for two years. | Scania - Sweden | 3
02-07-01360 | Forklift Truck, Diesel (four wheel), model: R70-30, capacity (3 ton), with all accessories and - spare tires (Qty. 2), - rechargeable batteries (Qty. 1), - battery charger (Qty. 1), | STILL GmbH- Germany/ any supplier | 1
02-07-01361 | Medical Vacuum station, Model DRT 017/200 200 lt,or similar, | NOVAIR - France/ any supplier | 1
02-07-01362 | Ceiling, Operating lamp, Model AS-0805EL, suspension (spring arm, halogen bulb 2x100 watt with operating voltage 24V, Ceiling hight 3 meter, emergency power supply one hour, heat filter, spare bulb (20 each), or similar, -Set of recommended spare parts for two years -Service and operation manuals in English (Two sets each) | DKK, HOSPILITE-ASTEC, Japan | 4
02-07-01363 | Balances, portable balances, Model DT - series (282600),or similar, | PRECISA - Switzerland./ any supplier | 4
02-07-01364 | Balances, Semic - Microbalances (284750),or similar, | PRECISA - Switzerland./ any supplier | 2
02-07-01365 | Balance Full automatic mechricca (171050),or similar, | PRECISA - Switzerland./ any supplier | 2
02-07-01366 | Centrifuges Microhematocrit Centrifuge Model (127300),or similar, | FISHER Scientific - UK./ any supplier | 3
02-07-01367 | Centrifuges Microhematocrit Centrifuge Model (128100),or similar, | FISHER Scientific - UK./ any supplier | 2
02-07-01368 | Complete Kitchen Unit for (100) bed: - Installation by supplier. - Recommended spare part consumables for two years. | MULTI SYSTEM - ITALY/Any supplier | 2
02-07-01369 | Cleaning and laundry system, capacity (18) Kg.: - Installation by supplier. - Recommended spare parts and consumables for two years. | MULTI SYSTEM - ITALY/Any supplier | 2
02-07-01370 | KEELER SL - 16 Slit Lamp, complete with all accessories and extra lamp (Qty. 10) | ODELGA - Austria/Any supplier | 2
02-07-01371 | Dental units chairs and complete with compressor , - Installation by supplier - Maintenance for two years | Siemens | 1
02-07-01372 | Panoramic Dental X-ray unit with Cephalomtric with all accessories. - Installation by supplier - Maintenance for two years | Siemens | 1
02-07-01373 | Beds, adult, with mattress, sheets, Pillows, Pillow cases and Blankets | Merivaara/ Finland/Any supplier | 50
02-07-01374 | Bed side cupboard sted with one drawer and one lockable cabinet. | Merivaara/ Finland/Any supplier | 50
02-07-01375 | I.V. fluid stand holder. | Any supplier | 50
02-07-01376 | Suction unit, Medical vaculyser, model SAM35, or similar - Extra motor (Qty. 2) - Extra bacterial filter (Qty. 500) - Extra air filters (Qty. 100) - Extra diaphragm (Qty. 20) - Extra tubes (Qty. 50 mtre) - Extra filling bottle with cover (Qty. 10) | Scientific and technical supplies LTD, Suffolk - England/Any supplier | 4
02-07-01377 | Patient monitor with modules : -ECG modules with 5 leads cables - Pre - gelled electrodes,Qty 150 packed. - ECG cable with a five led set,Qty 3. -NIBP modules with cuffs - Extra cuff & cuff hose,Qty 4 (each). -Temperature modules with sensor -HR module -SPO2/PLETH modules -Alarm limits _Accept for future upgrade suitable for adult and paediatric - Set of disposable, consumables enough for 500 patient - Recorder module ,M - REC. - Recorder paper,Qty 200 Rolls. - Installation by supplier -Training for two engineers and two doctors -Maintenance by supplier for two years | Datex enctsrom/Any supplier | 4
02-07-01378 | Oxygen concentration, model: OXYMAT 3,or similar, -Bacterial filter (Qty.50) -Fine filter (Qty.200) -Air filter (Qty 200) | Fleischhacker GmbH / Germany/Any supplier | 5
02-07-01379 | Drug cabinet with lock as per SCF 98/2001 iten 5 |  | 40
02-07-01380 | Wheel chiar for patients. |  | 20
02-07-01381 | Paravan Cpartition for hospitals. (Screen) |  | 20
02-07-01382 | Tooth extraction set adult and pediatric. |  | 2
02-07-01383 | Light cure |  | 2
02-07-01384 | X-ray film processor with all accessories. - Extra fixer and developer - Installation by supplier - Maintenance by supplier for one year | Siemens/KODAK/ any supplier | 2
02-07-01385 | X-ray cassette different sizes, metric type ( cm) |  | 3 each
02-07-01386 | Anti- X approns, different sizes. |  | 3 each
02-07-01387 | Anesthesia machine complete with Ventilator, with all accessories. - Installation by supplier - Maintenance by supplier for two years - Training for two doctors and two engineers | Siemens | 2
02-07-01388 | Electro-surgical unit (HF-surgery) for general surgery, suitable for monopolar and bipolar applications and under water cutting complete with all accessories and recommended accessories. Model: Erbotom ICC 300, or similar | Fleischhacker postfach 1469 D-58209 Schwe/Any supplier | 4
02-07-01389 | Horizontal elecreically heated high pressure sterilizer steam autoclave,model Ecoste 101, single opening door complete with all accessories, or similar, - Installation by supplier - Training for two engineers | MMM | 2
02-07-01390 | Qxygene cylinder refilable 100 bars with gauge. |  | 20
02-07-01391 | Laparotomy surgical set |  | 4
02-07-01392 | Apendisectomy set. |  | 4
02-07-01393 | Caesarian section set. |  | 4
02-07-01394 | Hysrictomy set. |  | 4
02-07-01395 | Complete Orthopaedic set. |  | 2
02-07-01396 | Thyroidectomy set. |  | 2
02-07-01397 | Obestetric Coatary unit model ICC 200 compelet with all accessories . | ERBE/Any supplier | 4
02-07-01398 | Probes for ultrasound model sololine - versa - plus need the following ultasound probes: * probe 5 MHz. * probe 7.5 MHz. * probe 2 MHz. * Vodeo recorder * Colour Printer. | Siemens | 2 2 2 2 2
02-07-01399 | Sphygmomanometer, mercury type - Extra cuff (adult & child) (Qty. 20each) - Extra valve (Qty.30) - Extra bulb (Qty. 30) - Mercury (Qty. 5 kg) | Medical Export Group (MEG)/Any supplier | 50
02-07-01400 | Stethoscope. | Medical Export Group (MEG)/Any supplier | 50
02-07-01401 | Otoscope, with all accessories -Extra rechargeable battery (Qty. 5) - Extra bulbs (Qty. 30) -Spatula, disposable (Qty. 600) and (Qty. 5) not disposable | Keeler or Allen wellsh / Any supplier | 15
02-07-01402 | Ophthalmoscope, complete with charger -Set of bulbs Qty. 60 -Extra rechargeable battery (Qty. 5) | Topcon, Japan / Any supplier | 20
02-07-01403 | Thermometer (mecury & electrical ) | Any supplier | 50 each
02-07-01404 | Central patient monitor Bioview7000, or similar, (Six patients unit), model: PN7160, with all accessories, consumables and options (Data adapter no. PT10-10, Tilting stand no. PN71-107, Mobile cart no. PN71-110), Transmitter (PT2300), Telemetry connectable bedside monitors: PB (1302, 1402 & 1811), SpO2 external input: (PA2100), - Installation by supplier, - Training for two doctors and two engineers, - Maintenance by supplier for two years | NEC Medical System, Ltd. (Middle east) / Any supplier | 2
02-07-01405 | Operation table top Multi purpose -Hydraulic operation -Remote control -To be supplied with : -Pair of Shoulder rest -Arm rest -Anesthesia screen -Pair of Birth off type crutches with removable pads -X-Ray cassette tray -Patient body strap -Clamps for accessories -Essential accessories | Maquet, Germany | 3
02-07-01406 | Set of spare parts for above Op-Table | Maquet, Germany
| Item Description, Cat./Ord.# | Supplier | Quantity
| Spare parts |  | SUL
| Delta-3 Plus ECG | REMCO ITALY
02-07-01407 | Patient cable |  | 20
02-07-01408 | ECG Paper Z-fold pack | 874-5554 | 500
02-07-01409 | Battery Unit | 7741709 | 10
02-07-01410 | 24V 20VA Transformer | 5400360 | 2
02-07-01411 | Power Supply-PCB | 5802205 | 2
02-07-01412 | CPÜ Board | 5802203 | 2
02-07-01413 | Memory Board | 5802204 | 2
02-07-01414 | LCD Display | 5802192 | 4
02-07-01415 | Key board | -- | 2
02-07-01416 | Upper case group | 2990151 | 2
02-07-01417 | Printer Group | 5840954 | 2
| Erbotom HF-surgery Unit (One service manual is required) ICC 300 | ERBE
02-07-01418 | Electrode handle with two buttoms |  | 10
02-07-01419 | Cord for electrode handle 3 mtrs (Slim line electrode handle) | 20190-075 | 20
02-07-01420 | Pack of 50 pcs Neutral electrode |  | 100
02-07-01421 | Foot switch |  | 10
02-07-01422 | Needle electrode-straight 22mm |  | 10
02-07-01423 | Nutral electrode ( Reusable ) |  | 20
02-07-01424 | Mother Board | 30128-394 | 5
02-07-01425 | CPU PCB | 30128-052 | 5
02-07-01426 | Low Voltage Supply | 30128-410 | 5
02-07-01427 | Control Board PCB | 30128-357 | 5
02-07-01428 | QC Power stage | 30128- 528 | 5
02-07-01429 | Power Module | 30128- 478 | 5
02-07-01430 | Power Module UL | 30128- 492 | 5
02-07-01431 | ST- Power Stage | 30128- 555 | 5
02-07-01432 | Senso Board | 30128- 561 | 5
02-07-01433 | Relays Board | 30128- 352 | 5
| Spectrophotometer Secomam, S-250/T | Secomam
02-07-01434 | Standered glass cell 10 mm | OG2935 | 50
02-07-01435 | Halogen lamp | 80zz0034 | 20
| Labofuge 200, 230V 50/60 HZ, Kendro laboratory product | Heraeus
02-07-01436 | motor |  | 50
02-07-01437 | Pair of carbon brush |  | 50
02-07-01438 | Speed control PCB |  | 25
| Haematokrit 24/230V, A.Hettich | D-78532
02-07-01439 | Motor | E941 | 10
02-07-01440 | Carbon brush | E603 | 50
02-07-01441 | Micro switch | 286 | 10
02-07-01442 | Switching panel | 243 | 10
| Flame photometer | JENWAY -PFP7
02-07-01443 | Thermocouple assembly | 027 023 | 10
02-07-01444 | Mixing chamber assembly | 500 046 | 5
02-07-01445 | Ignition probe | 500 067 | 5
| Water Softner Culligan (U.K) / O.N.(HS/1/KID/252/85) REF.SKID NO.82/88/1501 | UK
02-07-01446 | Service Manual |  | 1
02-07-01447 | Cotton filters 4 Stages |  | 20
02-07-01448 | Cellulose filter |  | 4
| Multiple configuration S&W defibrillator, Cardio Aid MC+ | S&W/Artema
02-07-01449 | Battery Unit | CA 232 | 4
02-07-01450 | Roll paper | CA 999 | 10
02-07-01451 | Patient cable | CA 001 | 10
02-07-01452 | Self adhesive electrode |  | 50
Refrigerators
02-07-01453 | Refrigrant R-134A |  | 50 kg
02-07-01454 | Refrigrant R- 12 |  | 100 kg
02-07-01455 | Refrigrant R- 22 |  | 100 kg
02-07-01456 | Ranco Thermostat Cat. No. VC1 K 50 P 1110 |  | 50
02-07-01457 | Ranco Thermostat Cat. No. VP4 K 60 P 1013 |  | 50
02-07-01458 | Ranco Thermostat Cat. No. VB7 K 50 P 1118 |  | 50
02-07-01459 | Ranco Thermostat Cat. No. VW8 K 55 L 5010 |  | 50
02-07-01460 | Bristol Compressor H 24 B 190 ABCA |  | 25
02-07-01461 | Bristol Compressor H 24 B 24 QABCA |  | 50
02-07-01462 | Bristol Compressor H 24 B 28 QABCA |  | 25
02-07-01463 | Bristol Compressor for refrigerator 1/3 ton, 4000 BTU |  | 50
02-07-01464 | Bristol Compressor for refrigerator 1/4 ton, 3000 BTU |  | 50
02-07-01465 | Bristol Compressor for refrigerator 1/5 ton, 2500 BTU |  | 25
02-07-01466 | Bristol Compressor for refrigerator 1/6 ton, 2000 BTU |  | 25
| Vertical autoclave | Takizawa
02-07-01467 | Lid Gasket |  | 20
02-07-01468 | Heating element 8 KW 220 V |  | 10
02-07-01469 | Presure switch |  | 10
02-07-01470 | Thermostat |  | 10
02-07-01471 | Glass tube (water indicator) |  | 10
02-07-01472 | Relive valve |  | 10
| Skylux OP- lamp, 82/ACE1 | Schuco Int.
02-07-01473 | Lamp | SH-42 | 500
| Stand Emergency OP- lamp, 25E | Schuco Int.
02-07-01474 | Lamp | SP-12 | 500
| Oxygen Concentrator | OXYMAT 2
02-07-01475 | Service Manual |  | 2
02-07-01476 | Control PCB |  | 4
02-07-01477 | Filters |  | 20
02-07-01478 | Main transformer |  | 4
| Stress Test ECG, Delta 60 plus | REMCO/ITALY
02-07-01479 | Monitor |  | 4
02-07-01480 | PCB | PN 5802222--LN 01/98/1086 | 4
02-07-01481 | Patient cable | 895.0511 | 10
02-07-01482 | Connecting cable Delta plus | PC(RS232) 895.0524 | 2
02-07-01483 | Connecting cable Delta plus | STS400 - 895.0492 | 2
02-07-01484 | Printing paper Z - fold | 874-5556 | 300
| Profissional Ultrasound Model S1010, LAHDDEMAKI OY FINLAND | LAHDDEMAKI OY FINLAND
02-07-01485 | Treatment Head | US 34-N | 2
02-07-01486 | Gel |  | 10 Lit
| Automatic Flim Processor, IMS JP-90 | IMS ITALY
02-07-01487 | Main printed circuit board | A-510602 | 35
02-07-01488 | Developer temp. digital display |  | 35
02-07-01489 | Thermostat for dryer heater |  | 10
02-07-01490 | Temp. sensor for dryer heater |  | 20
02-07-01491 | Timing Belt |  | 20
02-07-01492 | Main Belt |  | 20
02-07-01493 | Roller spring (M) | F-510425 | 200
02-07-01494 | Roller spring (L) | F-510426 | 200
02-07-01495 | Roller spring (S) | F-510424 | 200
02-07-01496 | Worm wheel | F-515428 | 40
02-07-01497 | Worm shaft pulley | F-515502 | 40
02-07-01498 | Main drive shaft | F-512429 | 20
| Spectrophotometer | Spectronic 20+
02-07-01499 | Service Manual |  | 2
02-07-01500 | Lamp |  | 25
| OES XENON light source, Model CLV- 10 | Olympus
02-07-01501 | Xenon lamp | 3098711 | 4
02-07-01502 | Flexible fiber optic (Gastroscope) |  | 2
| Defibrillator (Cardio serv version 4.1 ) Marquette Hellige | Marquette Hellige
02-07-01503 | Battery unit |  | 10
02-07-01504 | Pacing (electrode + Connector) | 91920294 | 150
02-07-01505 | Pacing (electrode + Connector) | 91920295 | 50
02-07-01506 | Pacing Cable | 22338301 | 10
02-07-01507 | Patient Cable three leads | 22328801 | 25
02-07-01508 | Patient Cable five leads |  | 25
02-07-01509 | Disposable adhesive electrode | 91920031 | 50 Pk
02-07-01510 | Chest suction electrode | 21714401 | 50
02-07-01511 | Electrode for adults | 21732101 | 20
02-07-01512 | Adhesive rings for above | 92722300 | 100Pk
02-07-01513 | Pair of defib. paddles | 21730403 | 5
02-07-01514 | Contact insert | 30343996 | 5
| Diesel Generating set Wilson P 250 ENG. Perkins 1306.9TAG3 | Wilson
02-07-01515 | Oil filter |  | 100
02-07-01516 | Fuel filter |  | 50
02-07-01517 | Starter motor | P.N. 857663 | 5
02-07-01518 | Injection fuel pump | P.N.75844561-3 | 5
02-07-01519 | Controlling device | P.N. 8256-016 | 5
02-07-01520 | Electronic pc board | P.N. 650-092 | 5
02-07-01521 | Ammeter | 1196-62854-4033 | 2
02-07-01522 | Voltmeter | 0697-65780-2262 | 2
02-07-01523 | Hz meter | 07-97-67566-3428 | 2
02-07-01524 | Water temp. Gage | 626-002 | 5
02-07-01525 | Oil pressure gage | 626-001 | 2
02-07-01526 | Air circuit breaker 400 A | .... | 2
02-07-01527 | Change over magnetic contactor | LX1 FJ 240 + LC1 F 4004 | 10
02-07-01528 | Intelligent transfer PBA0006B | 650-111 | 5
| Hitzinger Generating set 276 KVA VOLVO penta Ref. No. 7745750-5 Type VC 276R Eng. Type TD 1210 G Gen. Type SGE 5D04T | Hitzinger
02-07-01529 | Injecton fuel pump |  | 1
02-07-01530 | Air circuit breaker 400 A |  | 2
02-07-01531 | Fuel filter |  | 20
02-07-01532 | Oil filter |  | 40
02-07-01533 | Change over C.B magnetic contactor |  | 1
02-07-01534 | Stop soleniod 24V, Enrgizet to run | P.N. 876593-5 | 1
02-07-01535 | Starter motor | P.N. 647308-4 | 1
02-07-01536 | Sensor Tachometer | P.N. 862289-6 | 2
02-07-01537 | Engine heater | P.N. 1622520-3 | 4
02-07-01538 | Tool kit | P.N. 844481-2 | 2
02-07-01539 | Clutch flange complete set |  | 2
02-07-01540 | Temp. Sensor oil | P.N. 862627-7 | 3
02-07-01541 | Temp. Sensor water | P.N. 862154-2 | 3
02-07-01542 | Thermo monitor | P.N. 862250-8 | 3
02-07-01543 | pressure sensor | P.N. 866835-2 | 3
Memert Incubater Cat. No. IN 404-10
02-07-01544 | Control PCB |  | 10
02-07-01545 | Display complet |  | 10
02-07-01546 | Thermostat |  | 10
| Drager anathesia Ventilator Model Fabius Version 02.00 | Drager
02-07-01547 | Service manual |  | 2
02-07-01548 | Main PCB |  | 2
02-07-01549 | Below |  | 4
| Washer Extractor Electrolux Wascator EI, 24 Kw 400 V 3 NAC 50 Hz | Electrolux
02-07-01550 | Wahsing Contactor |  | 2
02-07-01551 | Heating Contactor |  | 2
02-07-01552 | Level Control |  | 1
02-07-01553 | Door Lock |  | 1
02-07-01554 | ON- OFF Switch |  | 2
| Tumble Dryer Electrolux Wascator TT 500 EI- 30 Kw 380 V 3ph | Electrolux
02-07-01555 | Heater element |  | 20
02-07-01556 | Heater Contactor |  | 5
02-07-01557 | contactor for four motor |  | 5
02-07-01558 | Fan motor |  | 1
02-07-01559 | Fan |  | 1
| Tumble Dryer Electrolux Wascator TT 200 | Electrolux
02-07-01560 | Heater Element |  | 10
02-07-01561 | Heater Contactor |  | 5
02-07-01562 | Motor Contactor |  | 2
02-07-01563 | Fan motor |  | 1
02-07-01564 | Fan |  | 1
| Mobile X-Ray | IMS
02-07-01565 | Main PCB | 841128 | 4
02-07-01566 | X-Ray Tube |  | 2
02-07-01567 | Power supply board (PGO2). For C-arm HF | IMS | 2
02-07-01568 | UPI Down carm movement PGO3.For C-arm HF | IMS | 1
02-07-01569 | ON-OFF Control move setting (PGO4).For C-arm HF | IMS | 1
02-07-01570 | ma Range setting memory control (PGO5).For C-arm HF | IMS | 2
02-07-01571 | Fluoroscopy timer PGO6.For C-arm HF | IMS | 1
02-07-01572 | Fluoroscopy and Radiography controls (PGO7).For C-arm HF | IMS | 1
02-07-01573 | Monitor controls (PGO9).For C-arm HF | IMS | 1
02-07-01574 | KV. Setting (PG10).For C-arm HF | IMS | 2
02-07-01575 | ma Control PG11.For C-arm HF | IMS | 1
02-07-01576 | KV-ma Display (PG12).For C-arm HF | IMS | 1
02-07-01577 | Collimator Control (PG13).For C-arm HF | IMS | 1
02-07-01578 | IC 29 Board for C-Arm HF. | IMS | 2
02-07-01579 | Invertor 9001 53C. Card. For C-Arm HF. | IMS | 2
02-07-01580 | Invertor 9001 54C. Card. For C-Arm HF. | IMS | 2
02-07-01581 | Carts food for hospitals. | Any supplier | 12
02-07-01582 | Microsmart MC. Option "ECG interpretation" for micro Smart. V.2.1. #( 455 043 01) | Marquette Hellige | 6
02-07-01583 | Power cord (euro) 2.5 m. for Micro Smart V.2.1. #(919 201 72) | Marquette Hellige | 3
02-07-01584 | Patient cable, 5 leadwires, 4-mm connector IEC, 2.2 m length. For Micro Smart V.2.1. #(223 387 01) | Marquette Hellige | 3
02-07-01585 | Chesi electrode belt for electrode belt 30 mm diameter. For Micro Smart V.2.1. #(217 194 01) | Marquette Hellige | 30
02-07-01586 | Electrode belt for electrode 217 1940/ and 30134000. For Micro Smart V.2.1. #(21719601) | Marquette Hellige | 30
02-07-01587 | Chest Suction electrode, 22 mm diameter small suction ball. 4 mm socket. For micro smart V.2.1. #(217 144 01) | Marquette Hellige | 30
02-07-01588 | Adhesive rings 500/cs for electrode 217 321 for micro smart V.2.1. #(927 223 00) | Marquette Hellige | 200
02-07-01589 | Recroding chart paper, contrast 90 x 90 mm. 10-Z for4 pads/kg. For Cardio Smart V.2.1. #(226 167 02) | Marquette Hellige | 100
02-07-01590 | Cardio Prom CS-M121i (ECG) measurement + interpretation + memory. For Cardio Smart V.1.4. #(250 288 04) | Marquette Hellige | 6
02-07-01591 | Power cord. For Cardio Smart V.1.4. #(919 062 00) | Marquette Hellige | 4
02-07-01592 | Chest suction electrode, 22 mm diameter. Small suction ball, 4 mm socket. For cardio smart V.1.4. #(217 144 01) | Marquette Hellige | 30
02-07-01593 | Chest suction electrode, 22 mm diameter. Large suction ball, 4 mm socket. For cardio smart V.1.4. #(217 144 02) | Marquette Hellige | 30
02-07-01594 | Set of electrode lead wires, 10-lead IEC with 4-mm connection. For Cardio Smart V.1.4. #(384 017 65) | Marquette Hellige | 6
02-07-01595 | Adhesive rings 500/cs for Cardio Smart V.1.4. #(927 223 00) | Marquette Hellige | 3000
02-07-01596 | Electrode gel, 10 tubes/cs. For cardio smart V.1.4. #(217 083 06) | Marquette Hellige | 180
02-07-01597 | Operators Manuals. In English language. For Cardio Smart V.4.1. #(227 446 32) | Marquette Hellige | 4
02-07-01598 | Recording Chart Paper. Width 55 mm length 40 m. for Cardio Smart V.4.1. #(226 130 02) | Marquette Hellige | 100
02-07-01599 | Power cord, Euro. For Cardio Smart V.4.1. #(919 062 00) | Marquette Hellige | 3
02-07-01600 | Electrode for adults, with press-stud connection. For C\ardio Smart V.4.1. #(217 321 01) | Marquette Hellige | 6
02-07-01601 | Adhesive rings (pkg. Of 500). For 217 321 01. For Cardio Smart V.4.1. #(927 223 00) | Marquette Hellige | 3000
02-07-01602 | Disposable adult pad for defibrilation and pacing, rectangular. For Cardio Samrt V.4.1. #(919 202 94) | Marquette Hellige | 40
02-07-01603 | Adapter lead for disposable pad 919 202 94. For Cardio Smart V.4.1. #(223 383 01) | Marquette Hellige | 6
02-07-01604 | Operators Manuals. In English language. For Universal Monitor SMU-EVO V.8.1.2. #(227 439 22) | Marquette Hellige | 10
02-07-01605 | Remte control. For universal Monitor SMU-EVO V. 8.1.2. #(930 116 81) | Marquette Hellige | 2
02-07-01606 | Recorder SMR 210, For universal Monitor SMU-EVO V. 8.1.2. #(101 084 01)+C119 | Marquette Hellige | 1
02-07-01607 | Set of 5-electrode leads for electrodes with press-stud connection. For universal monitor SMU-EVO V. 8.1.2. #(384 011 34) | Marquette Hellige | 20
02-07-01608 | Disposable pregelled electrode for adults, 200 pieces. For universal monitor SMU-EVO V. 8.1.2. #(919 200 31) | Marquette Hellige | 50
02-07-01609 | 30-ml dispenser. for Universal monitor SMU-EVO V. 8.1.2. #(930 115 82) | Marquette Hellige | 50
02-07-01610 | Patient trunk cable, 4 leads, for ECG and respiration sensor. For Universal Monitor SMU-EVO V. 8.1.2. #(223 400 14) | Marquette Hellige | 10
02-07-01611 | Thermistor respiration transducer, for Universal Monitor SMU-EVO V. 8.1.2. #(217 306 01) | Marquette Hellige | 10
02-07-01612 | 3-Electrode leads for electrodes with press and connection. For Universal Monitor SMU-EVO V. 8.1.2. #(384 011 35) | Marquette Hellige | 10
02-07-01613 | Finger pulse transducer. For Universal Monitor SMU-EVO V. 8.1.2. #(217 129 08) | Marquette Hellige | 15
02-07-01614 | Ear pulse transducer. For Universal Monitor SMU-EVO V. 8.1.2. #(217 130 08) | Marquette Hellige | 15
02-07-01615 | Pressure cuff with manometer. For Universal Monitor SMU-EVO V. 8.1.2. #(919 121 00) | Marquette Hellige | 10
02-07-01616 | Tempreature probe for measurement of skin and surface tempreature. For Universal Monitor SMU-EVO V. 8.1.2. #(217 295 01) | Marquette Hellige | 10
02-07-01617 | Tempreature probe for measurement of esophageal and rectal tempreature (protection cover). For Universal Monitor SMU-EVO V. 8.1.2. #(217 300 02) | Marquette Hellige | 10
02-07-01618 | Cuff for adults circumference 32-42 cm. For Universal Monitor SMU-EVO V. 8.1.2. #(217 319 05) | Marquette Hellige | 10
02-07-01619 | Cuff for adults circumference 42-50 cm. For Universal Monitor SMU-EVO V. 8.1.2. #(217 319 06) | Marquette Hellige | 10
02-07-01620 | ETC Module for measurement of the respiratory CO2. For Universal Monitor SMU-EVO V. 8.1.2. #(236 090 02/03) | Marquette Hellige | 1
02-07-01621 | CO2. Sensor. For Universal Monitor SMU-EVO V. 8.1.2. #(217 313 01) | Marquette Hellige | 10
02-07-01622 | Disposable measuring cuvette (6 ml) for adults and pediatrics. For Universal Monitor SMU-EVO V. 8.1.2. #(711 052 02) | Marquette Hellige | 100
02-07-01623 | Gas cylindre with calibration gas (10% CO2). Fof Universl Monitor SMU-EVO V. 8.1.2. #(930 116 18) | Marquette Hellige | 10
02-07-01624 | Relief Value for cylinder 930 116 18. For Universal Monitor SMU-EVO V. 8.1.2. #(930 117 02) | Marquette Hellige | 2
02-07-01625 | Tubing for sensor calibration. For Universal Monitor SMU-EVO V. 8.1.2. #(303 442 08) | Marquette Hellige | 3
02-07-01626 | EEG Module. For Universal Monitor SMU-EVO V.8.1.2. #(236 078 01/02) | Marquette Hellige | 1
02-07-01627 | Patient trunk cable, 5 wire, 2 lead, 2.2 m length, with DIN 42802 safety connection. For Universal Monitor SMU-EVO V.8.1.2. #(223 364 01) | Marquette Hellige | 3
02-07-01628 | Patient trunk cable, 3 wire, 1 lead, 2.2 m length with DIN 42802 safety connection. For Universal Monitor SMU-EVO V.8.1.2. #(223 365 01) | Marquette Hellige | 3
02-07-01629 | Adhesive electrode (silver chloride) for EEG acquisition, 8 mm diameter, with DIN 42 802 safety connection. For Universal Monitor SMU-EVO V.8.1.2. #(217 203 02) | Marquette Hellige | 100
02-07-01630 | EPICONT Skin prepping cream (10 tubes). For Universal Monitor SMU-EVO V.8.1.2. #(217 083 13) | Marquette Hellige | 30
02-07-01631 | Paste for electrode fixation. For Universal Monitor SMU-EVO V.8.1.2. #(217 318 01) | Marquette Hellige | 30
02-07-01632 | Needle electrode for EEG acquisition 2-mm socket. For Universal Monitor SMU-EVO V.8.1.2. #(217 152 01) | Marquette Hellige | 10
02-07-01633 | Limb lead electrode for children with 2-mm socket. For Universal Monitor SMU-EVO V.8.1.2. #(217 174 01) | Marquette Hellige | 20
02-07-01634 | Fork electrode for EEG. For Universal Monitor SMU-EVO V.8.1.2. #(217 213 01) | Marquette Hellige | 10
02-07-01635 | Bow electrode for EEG. For Universal Monitor SMU-EVO V.8.1.2. #(217 181 02) | Marquette Hellige | 10
02-07-01636 | Ear electrode with DIN 42802 safety connection. For Universal Monitor SMU-EVO V.8.1.2. #(217 172 05) | Marquette Hellige | 10
02-07-01637 | Mushroom electrode (silver/silver chloride) 10 mm diameter. For Universal Monitor SMU-EVO V.8.1.2. #(217 023 02) | Marquette Hellige | 10
02-07-01638 | Electrode pouch for mushroom electrode, package of 100. For Universal Monitor SMU-EVO V.8.1.2. #(217 170 04) | Marquette Hellige | 2
02-07-01639 | Hood for fixation of mushroom electrodes. For Universal Monitor SMU-EVO V.8.1.2. #(217 059 01) | Marquette Hellige | 5
02-07-01640 | Head strap. For Universal Monitor SMU-EVO V.8.1.2. #(501 044 00) | Marquette Hellige | 5
02-07-01641 | Button. For Universal Monitor SMU-EVO V.8.1.2. #(432 045 00) | Marquette Hellige | 5
02-07-01642 | B-GAS module for transcutaneous blood gas measurement. For Universal Monitor SMU-EVO V.8.1.2. #(236 097 01/02) | Marquette Hellige | 1
02-07-01643 | TRANSOXIDE. For Universal Monitor SMU-EVO V.8.1.2. #(217 210 04) | Marquette Hellige | 1
02-07-01644 | TRANSKAPNODE. For Universal Monitor SMU-EVO V.8.1.2. #(217 214 07) | Marquette Hellige | 1
02-07-01645 | KAPNOXIDE. Forf Universal Monitor SMU-EVO V.8.1.2. #(217 298 01) | Marquette Hellige | 1
02-07-01646 | Sensor holder. For Universal Monitor SMU-EVO V.8.1.2. #(303 442 86) | Marquette Hellige | 100
02-07-01647 | TRANSKAPNODE accessory kit. For Universal Monitor SMU-EVO V.8.1.2. #(241 029 01) | Marquette Hellige | 3
02-07-01648 | TRANSOXIDE accessory kit for Universal Monitor SMU-EVO V.8.1.2. #(241 025 01) | Marquette Hellige | 3
02-07-01649 | KAPNOXODE accessoriy kit for Universal Monitor SMU-EVO V.8.1.2. #(241 041 01) | Marquette Hellige | 3
02-07-01650 | KAPNOCALM. For Universal Monitor SMU-EVO V.8.1.2. #(220 074 03) | Marquette Hellige | 1
02-07-01651 | KAPNOCAL/B-GAS module connection cable. For Universal Monitor SMU-EVO V.8.1.2. #(223 268 01) | Marquette Hellige | 3
02-07-01652 | Calibration gas cylinder, 100% CO2. For Universal Monitor SMU-EVO V.8.1.2. #(930 116 23) | Marquette Hellige | 10
02-07-01653 | B-GAS module tester for service and demos. For Universal Monitor SMU-EVO V.8.1.2. #(220 088 01) | Marquette Hellige | 1
02-07-01654 | KAPNOCAL power cord. For Universal Monitor SMU-EVO V.8.1.2. #(919 062 00) | Marquette Hellige | 1
02-07-01655 | Electronic Card. #(APP.90 97695900) | IMS / ECO/P, ECO/S serial units | 4
02-07-01656 | Electronic Card. #(APP.85 07695000) | IMS / ECO/P, ECO/S serial units | 4
02-07-01657 | Electronic Card. #(APP.124 97682400) | IMS / ECO/P, ECO/S serial units | 2
02-07-01658 | Electronic Card. #(APP.117 97660131) | IMS / ECO/P, ECO/S serial units | 2
02-07-01659 | Electronic Card. #(APP.115 97660129) | IMS / ECO/P, ECO/S serial units | 4
02-07-01660 | Electronic Card. #(APP.128 97623700) | IMS / ECO/P, ECO/S serial units | 4
02-07-01661 | Electronic Card. #(APP.114 97660128) | IMS / ECO/P, ECO/S serial units | 4
02-07-01662 | Electronic Card. #(APP.61 97691700) | IMS / ECO/P, ECO/S serial units | 4
02-07-01663 | Electronic Card. #(APP.30 97680600) | IMS / ECO/P, ECO/S serial units | 4
02-07-01664 | Electronic Card. #(APP.77 97693800) | IMS / ECO/P, ECO/S serial units | 4
02-07-01665 | Electronic Card. #(APP.73 97693100) | IMS / ECO/P, ECO/S serial units | 4
02-07-01666 | Electronic Card. #(APP.8 91102362) | IMS / ECO/P, ECO/S serial units | 4
02-07-01667 | Electronic Card. #(APP.120 GV.97681100) | IMS / ECO/P, ECO/S serial units | 4
02-07-01668 | Electronic Card. #(APP.112 GV.97660116) | IMS / ECO/P, ECO/S serial units | 4
02-07-01669 | Electronic Card. #(APP.113 GV.97660117) | IMS / ECO/P, ECO/S serial units | 4
02-07-01670 | Electronic Card. #(APP.119 UNIT.97681000) | IMS / ECO/P, ECO/S serial units | 4
02-07-01671 | Drive Motor. #(97740104) | IMS / ECO/P, ECO/S serial units | 2
02-07-01672 | Hose. D=30, L=200 mm.. #(97544500) | IMS / ECO/P, ECO/S serial units | 2
02-07-01673 | Motor Cover. #(99916353) | IMS / ECO/P, ECO/S serial units | 2
02-07-01674 | Cover Ring. #(96352100) | IMS / ECO/P, ECO/S serial units | 2
02-07-01675 | Fuse. #(97764300) | IMS / ECO/P, ECO/S serial units | 6
02-07-01676 | Fuse Holder. #(97557800) | IMS / ECO/P, ECO/S serial units | 2
02-07-01677 | Unijet 75, Section Unit. #(GV.91103177) | IMS / ECO/P, ECO/S serial units | 1
02-07-01678 | Tufflidl Cleaner. #(A76010100) | IMS / ECO/P, ECO/S serial units | 10
02-07-01679 | Light Bulbs of curing light. #(R97739800) | IMS / ECO/P, ECO/S serial units | 4
02-07-01680 | Filter. #(R97460153) | IMS / ECO/P, ECO/S serial units | 5
02-07-01681 | Electronic Bulb of arm.. #(R97717400) | IMS / ECO/P, ECO/S serial units | 10
02-07-01682 | Bowel filter. #(R97468900) | IMS / ECO/P, ECO/S serial units | 4
02-07-01683 | Air-Driven suction system filter. #(R97293000) | IMS / ECO/P, ECO/S serial units | 4
02-07-01684 | Saliva Ejector filter. #(R99904076) | IMS / ECO/P, ECO/S serial units | 4
02-07-01685 | Six-Way syringe spont. | IMS / ECO/P, ECO/S serial units | 4
02-07-01686 | Six-Way syringe handle. | IMS / ECO/P, ECO/S serial units | 4
02-07-01687 | Three-Way syringe spont. | IMS / ECO/P, ECO/S serial units | 4
02-07-01688 | Three-Way syringe handpiece. | IMS / ECO/P, ECO/S serial units | 4
02-07-01689 | Foot operator control of dental chair. | IMS / ECO/P, ECO/S serial units | 4
02-07-01690 | Foot control chreostat 6-rEG. (p-type) and ECO S-type. | IMS / ECO/P, ECO/S serial units | 2
02-07-01691 | Ring nut of turbine H.P. | IMS / ECO/P, ECO/S serial units | 3
02-07-01692 | Adapter of turbine H.P. | IMS / ECO/P, ECO/S serial units | 3
02-07-01693 | Turbine H.P. | IMS / ECO/P, ECO/S serial units | 5
02-07-01694 | Halogen Lamp. For Cavosun 1415. #(7402051) | Kavo/ Germany | 2
02-07-01695 | Karsun kit. For Kavosun. 1415. #(7407900) | Kavo/ Germany | 1
02-07-01696 | Service Test instrument. For Kavosun 1415. #(4118761) | Kavo/ Germany | 1
02-07-01697 | Water boiler. For Kavosun 1415. #(7648171) | Kavo/ Germany | 1
02-07-01698 | Chair Foot-Control. For Kavosun 1415. #(7340330) | Kavo/ Germany | 1
02-07-01699 | Hydrocollid. For Kavosun 1415. #(7651031) | Kavo/ Germany | 1
02-07-01700 | Polly Lux. For Kavosun 1415. #(7421431) | Kavo/ Germany | 1
02-07-01701 | 3-Function hand Piece on the assistant unit. For Kavosun 1415. #(7648131) | Kavo/ Germany | 1
02-07-01702 | Saliva Ejector-Water operated. For Kavosun 1415. #(7648451) | Kavo/ Germany | 1
02-07-01703 | Saliva Ejector-Vacum operated for Kavosun 1415. #(7648461) | Kavo/ Germany | 1
02-07-01704 | K-Lux motor, for Kavosun 1415, Kavo/19578. #(7103071) | Kavo/ Germany | 1
02-07-01705 | Sono Soft. For Kavosun 1415, Kavo/19578. #(7103121) | Kavo/ Germany | 1
02-07-01706 | X-ray Viewer. For Kavosun 1415, Kavo/19578. #(7403791) | Kavo/ Germany | 1
02-07-01707 | Children's head rest. For Kavosun 1415, Kavo/19578. #(7902991) | Kavo/ Germany | 1
02-07-01708 | Drive Motor of compressor group. For Kavosun 1415, Kavo19578. | Kavo/ Germany | 1
02-07-01709 | Air Filter. For Kavosun 1415, Kavo 19578. | Kavo/ Germany | 1
02-07-01710 | Norminal Pipe diameter 40mm. For Kavosun 1415, Kavo 19578. | Kavo/ Germany | 1
02-07-01711 | Solenoid Valve. For Kavosun 1415, Kavo 19578. | Kavo/ Germany | 1
02-07-01712 | High-pressure Lamp for Dental scalar. For Kavosun 1415, Kavo 19578. | Kavo/ Germany | 1
02-07-01713 | Lamp of Polly Lux II. For Kavosun 1415, Kavo 19578. | Kavo/ Germany | 1
02-07-01714 | Fan of Polly Lux II. For Kavosun 1415. | Kavo/ Germany | 1
02-07-01715 | Spacer of Polly Lux II. For Kavosun 1415. | Kavo/ Germany | 1
02-07-01716 | Glass rod of poly Lux II, diameter. (10 mm). For Kavosun 1415. | Kavo/ Germany | 1
02-07-01717 | Turbine hand piece. Foe Kavosun 1415. | Kavo/ Germany | 1
02-07-01718 | Low speed handpiece (Micromotor adapter). For Kavosun 1415. | Kavo/ Germany | 1
02-07-01719 | Ultra Sono Scaler (Caritron). For Kavosun 1415. | Kavo/ Germany | 1
02-07-01720 | Super Torque turbine hand piece. For Kavosun 1415. | Kavo/ Germany | 1
02-07-01721 | Multi-flex coupling 456 RW. (adapter). For Kavosun 1415. | Kavo/ Germany | 1
02-07-01722 | Cavitron (Sono soft). For Kavosun 1415. | Kavo/ Germany | 1
02-07-01723 | All integrator (IC) of electronic board. For Kavosun 1415. | Kavo/ Germany | 1 of each
02-07-01724 | Rotor of turbine handpiece. For Kavosun 1415. | Kavo/ Germany | 1
02-07-01725 | Rotor of Micro-Motor hand piece. For Kavosun 1415. | Kavo/ Germany | 1
02-07-01726 | Large spring of foot control. For Quayle. | Quayle
02-07-01727 | Pistone of foot control. For Quayle. | Quayle | 1
02-07-01728 | Pistone on ring of foot control. For Quayle. | Quayle | 5
02-07-01729 | Conical spring of foot control. For Quayle. | Quayle | 1
02-07-01730 | Body O-Ring of foot control. For Quayle. | Quayle | 2
02-07-01731 | Water Power saliva ejector valve. For Quayle. | Quayle | 2
02-07-01732 | Saliva ejector valve. For Quayle-XP2020 Model. | Quayle | 2
02-07-01733 | Turbine hand piece (high speed). For Quayle-XP2020 Model. | Quayle | 5
02-07-01734 | Rotor of turbine hand piece.for Quayle-XP2020 Model. | Quayle | 10
02-07-01735 | Micro Motor hand piece. (high speed). For Quayle-XP2020 Model. | Quayle | 5
02-07-01736 | Rotor of Micro motor hand piece. For Quayle-XP2020 model. | Quayle | 5
02-07-01737 | Curing Light. For Quayle-XP2020 Model. | Quayle | 6
02-07-01738 | Air Filter. For Quayle-XP2020 Model. | Quayle | 5
02-07-01739 | Water filter. For Quayle-XP2020 Model. | Quayle | 3
02-07-01740 | Air Motor. For Quayle-XP2020 Model. | Quayle | 2
02-07-01741 | Water Tank. For IMS/ITALY. | IMS/ITALY | 10
02-07-01742 | Scaler handpiece. For IMS/ITALY. | IMS/ITALY | 6
02-07-01743 | Handpiece of IMS Piezon Model. | IMS/ITALY | 4
02-07-01744 | Air Motor, E25B,E25RM. For Shanghai Dental Unit. | Shainghai / China | 5
02-07-01745 | Quick Coupling Turbine.For Shanghai Dental Unit. | Shainghai / China | 5
02-07-01746 | Clean water tank. For Shanghai Dental Unit. | Shainghai / China | 5
02-07-01747 | Lubricating oil for turbine. For Shanghai Dental Unit. | Shainghai / China | 4
02-07-01748 | Controling electronic board.For Shanghai Dental Unit. | Shainghai / China | 10
02-07-01749 | T1 spray/ Sirona. Cu. For SIEMENS. #(64623) | SIEMENS | 5
02-07-01750 | T1 Control Tc3 + Key. For SIEMENS. #(4174103 / D3301) | SIEMENS | 5
End of Spare Parts
02-07-01751 | Defibrillator, (Responder 3000). Multi-Parameter-Monitor. Large high resolution colour monitor that assures easy ECG and vital sign viewing. Autosequence control automaser, increasing energy when giving multiple defibrilation shocks. Manual and semi-Automatic options. EtCO2. and 12 lead ECG (12SL) options. Two exchangable intelligent batteries and main power option. Safe charge capacitor charge time switching extends battery operation. Easy to upgrade to further options and parameter, assuring defibrilator longevity. USA 3000 battery management system. vehicle mounting unit with integral power supply, #( 2001235-002 99.07-5,OV1.0) | Marquette Hellige | 5
02-07-01752 | CARDIART 8108, mains and internal battery with autonomy of 70 ECG recordings (auto Switch-off) high resolution thermal head-height of useful print area-108 mm. DOT-CARD 130mm. In 25m rolls (more than 80 tracings with 6 channel format) or equivalent. 5 mm/s (+ 10%) 25 and 50 mm/s (+ 5%) and auto simultaneous acqusition of the 12 standard leads class I, type CF, according to the medical device directives 93/42/CEE and directives EN 60 601-1, EN 60 601-1-2. digital to reduce muscular tremors, to eleminate mains interference and to stabilize the baseline without tracing distortion. 10 seconds of the 12 leads (isochronous mode) internal at the apparatus according to the present requirements. Auto test system and operation check patient cable, 10 AGCI electrodes. chart paper, gel, user's manual all in English. dimentions 24.5 x 25.5 x 6.5 cm, weight 2.57 kg. with additional batteries, spare parts and accessories, #(8108) | BPL medical electronics. | 10
02-07-01753 | MARSTM 8000 Clinical Review Station. The system can simultaneously acquire, display and print data on up to 64 beds. admitting a patient at the solar. transcope, or Eagle monitor or centralscope. "Alarm Event Reveiw" up to 64 patients and for as long as 28 hours (min), wave forms: Eagle, solar or Transcape monitors: ECG channels II,V and blood pressure channels ART,PA. CD telemetry-LAN system: ECG channels I,II,III,V. SUN SPARCstation 20 WORKSTATION model 502, Ethernet interface, SPARCstation 20SX model 502 graphic display, AT 101 Keyboard, 3-button mouse, ONEAC UPS, SPARCprinter II, 5Gb tape drive, Solaris operating environment with open windws windowing system, 220 VAC- 50Hz, installation, one year warrenty, spare parts & accessories for one year of operation, manuals in English and training for 2 doctors, 2 engineers and 4 paramedical staff. | Marquette Hellige | 1
02-07-01754 | MULTI VIEW Workstation (6484 708 E323U) Display up to 16 patients on a single screen. Content-Sensitive on-line help. Expandability through software upgrade path. Complete access to all bedside information from one central location. Dual display option. color display monitor INFINITY modular monitor. Configuaration: remote control of alarms, user-configuarable main screen layouts. reveiw of graphical and tubular trends. Electronic white board for notes. remote control of Arrythmia set-ups. specifications:CRT screen SVGA compatible size: (17 inch) diagonal. waveforms: upto 8 full screen or upto 16 split screen. Viewing area: (15.7 inches) diagonal (11.8 x 8.9 inch) with resolution: 1280 x 1024 pixels. inputs: Video and Sync. audio. Audio outputs: dual speakers. 2 w each (typical). frequency response:100 Hz to 20Hz (typical). Options: 9-16 Patients basic level option 51 90 678 e 5344. Qwerty Keybord. 47 25 375 E 534, with installation, spare parts & accesories for one year, training for Doctors Engineers. | SIEMENS | 1
02-07-01755 | INFINITY Telemetry Sytem. For cardiac assessment. Seamless integration of bedside and telemetry information store upto 1,000 arrythmia, alarm, and manual events per patient. Quick bedside ECG display. ST Segment analysis aids in detecting ischemia defore infarct and injury. Cardiology Rivew station: In-depth analysis of 12-lead ST information. Multiview workstation. on-line event disclosure. Transmitter Status: check transmittion quality quickly with low battery and lead-off indicators on the transmitter. Oxygene saturation option: by connecting a Micro O2 portable pulse oximeter. the Tele DX Screen. with all the accessories, spare parts. #(64 93 329 E310U) | SIEMENS | 8
02-07-01756 | Pathfinder 500 FCR series Complete holter system The system is consisting of 12 Reynolds Medical's Life Card 3 digital ambulatory ECG recorders. Lifecard specifications: channels 3. Memory size: 20 Mbyte. Resolution: 8 bit. Storage medium flash EEPROM PC card, data access/Download Via PCMCIA interface. sampling rate: 128 samples a second. Full scale signal input +/- 5 millivolts. input impedance: 5 Mohm. Battery: two 1.5 volts alkaline AA. weight 275 g. the pathfinder 500 FCR series specifications: analysis time: 6 minutes for 24 hour ECG. No. of channels 3. Main memory 180 Mbyte RAM. With the following features: Arythmia analysis, ST segment analysis, Pacemaker detection, HRV time domain analysis, HRV spectral analysis via network, Networking Hardware & software, 3 user defined morphology, 220VAC- 50Hz, 1.5 Gigabyte Disk, 17 inch colour monitor, laser printer with at least 8 pages/ min., with all accessories including additional 40 flash memory cards and training for doctors. | Reynolds Medical | 1
02-07-01757 | VICOM-sm-Systems (monitoring) cosist of ten (10) compact Monitors, Universal Monitors, One Central Stations and Printers. For intensive Care Units. -SMR 821 with 8-channel printer with network capability, and the integration of additional central stations allow this system to be exactly as required. -SMU-EVO 17 inches colour diplay, part number 101122 12 size: 440 x 145 x 435. weight: approx 10 kg. power supply 220 V. -HELAN Network. software for central stations monitor (bed access) part number: 455016 01. - installation spare parts and accessories. -Training for 2 doctors, and 2 para medical staff. | Marquette Hellige | 4
02-07-01758 | ERG 900L, Semi-Couch Ergometer #(703 092 01).Computer controlled couch ergometer with blood pressure measuring equipment, keypad and LCD for system setting and display test data, load range: 20- 999 W, load intervals: +/- 5 W manually, load accuracy:+/- 3 W, time intervals:1- 99 min, load programs: one automatic (depending on circulation or controlled from electrocardiograph), Seat height: continuously adjusted to suit all heights bet. 120- 210 cm, Blood pressure measurement: with separate interval settings 1- 99 min, automatic pressure reduction 3 mm HG/pulse and switchable bet mm Hg and kPa, Pulse measurement: with priority 1. ECG, 2. Opto, 3. R-R and range: 35- 230 pulses/ min, 220VAC-50Hz and manuals in English. | Marquette Hellige | 2
02-07-01759 | Cardio Smart (12-channel Electrocardiograph). With a hard copy of the analysis. Results on a single A4 page, depends on the choice of cardioprom. True one button operation and graphic diplay of 3 ECG traces and status indicators. stores up to 45 ECG records. With total modularity, integrated pump for KISS. with ECG-Datamanagement-System. CardioSmart ST 101 116 10 (international). 6/12 channel ECG for routine application with built-in pump for KISS. recording paper in A4 format Alphanumeric keyboard. heart rate display. Anti driff system copy function. RS 232 interface (ECG data, Ergometer, treadmil interface). mains and battery operation. dimentions 370 x 95 x 320 mm. weight: approx 5.6 kg. display module: Cardiovision Graphics (23506601) without stress test incl. AS interface. Cardioprom CS (250 28303). AUTOMATIC/MANUAL. with extra quantities of ECG-A4 papers enough for 250,000 records.for each. spare parts and accessories. all manuals in English language. | Marquette Hellige | 10
02-07-01760 | POWER MOBILE. Cardiac application imaging in a mobile C-arm. Designed for intervention as well as diagnostics, for a wide range of applications including minimally invasive cardiac surgery, cardiac-angio and electrophysiology. with orbital movememnt of more than 1800, provides access to all commonly used cardiological projections in just one adjustment. high output of 20 KW generator, providing outstanding pulsed fluoroscopy and DCM capability. performs 7 ms. pulses. mobile performance and true isocentricity in the cath lab. Coronary angiography, ventriculography, postoperative exam, blood fllow evaluation, high performance with minimum dose in electrophysiology. intracardiac mapping and catheter ablation. achieves image transfere and archiving via DICOM and magneto optical disk (MOD). with installation, spare parts & accessories and training of 2 doctors. | SIEMENS | 1
02-07-01761 | Colonoscopes, video, Sigmoidoscope, fiber colonoscope and video colonoscope, fiber sigmiodoscope. With teaching adapter. Flexible. With light source. For pediatrics and adults. With Training of four doctor. | OLYMPUS (PCF-20: PCF 130I - PCF-130L) | 2
02-07-01762 | Duodenoscope. Gastroscopes (# CHF-B20): Choledochoscopes. Fiber optic type. Transduodenal: choledochoscope. Length of insertion tube: 1,870 mm. Outer diameter: 4.5 mm. Diameter: 1.7 mm. Field of view 1000. With compatible camera OTV-F3 TV camera, SC35 SLR camera, SCP 10 OES instant camera, SC 16-10 OES compact camera. compatible light source/video processors, CLV-U20, EVIS. and CLV-440 EVIS universal source, CLE-F10 OES halogen W/Flash, CLE-10 OES. halogen. with additional halogen lamps, accessories and spare parts. | OLYMPUS model (CHF-B20) | 4
02-07-01763 | Light source, fibro optic flexible Endoscope/ multipurpose with different adaptors and light guids and additional bulbs. | Any supplier | 3
02-07-01764 | Thyroid uptake systems. Wheeled floor stand detector mounting, detector: 360 ball swivel. Number of channels: 100. High-voltage range: 500-1,500 V. keyboard data intering method. Auto calibration of thyroid uptake. Video display types of 12 inches. diagonal. with all the accessories and spare parts. and training of the end users. | Any supplier | 2
02-07-01765 | Video Endoscopy System. Video Endoscopy System. For all applications (Diagnostic & Therapeutic) Surgery, flexible with standard eye piece. With 3-CCD camera/PV 400 video processor. With 3-D mode automatic illumination, automatic storable, white balance acustic. >700 lines resolute sharpness. Activation of video printer from camera head. 3 m cable length. monitor of 20 inches. minimmum light sensetivity (1.5 lux). with all accessories, spare parts, installation and training of doctors. | AESCULAP / ProMIS Line video system. | 3
02-07-01766 | Littman Classic II S.E 3m. Stethoscope. High acustic sensitivity, patended dual frequency range diaphragm combination chest pieces with non-chill rim compact and durable design. Patented littmann soft sealing air tips. | 3M Littmann | 25
02-07-01767 | Beds, Air-Fluidized, low-Air-Loss, Mattress system, Alternating- pressure, Low-Air-Loss. Typically used when treating patients who cannot move or have limitted mobility, it lower interface pressure between patient skin and the support medium by uniformly supporting the patient through air fluidization of glass beads or low-air loss cushions. with additional Mattress, Bed Sheets, Blanket, Pillow and Pillow cover. | Any supplier | 10
02-07-01768 | Beds electric. Spinal injury, multiple trauma, obese patient. Pendant, mouth operated patient controls functions: head, trendelendburg/reverse trendelenburg, high-low. Pt-control lockounts, CPR control. With automatic contour, with trendelburg gauge, dimentions L X W cm (230 x 100) height cm (460 x 810) telescopic, full length adjustable weight 190 kg. castor diameter 12.5 cm. castor functions: brake, steer, free, with central brake system. removable headboard and i.v. pole mountson bed frame, bed scale, power supply required: 220 v. grounded frame, motor ground with oxygen tent. with one year waranty, examination position lateral turning 450. each way, programmable or manual. with all acessories, spare paers and additional mattresses, bed sheets, mattress cover, pillow, pillow cover and blankets. model( paragon 9000 turning bed) | EGERTON | 12
02-07-01769 | Comfort Therapy Chairs. 4-wheels with total brake. Exchangable upholstery. Double trendelenburg button on the seat. Audio unit with ball-pjoint, yellow "bed" button. Yellow "entry" button, red trendelenburg button. | B/BRAUN MEDTECH | 6
02-07-01770 | Comfort-T1, bed side table for all chairs, suitable for any type of comfort therapy chair and can usefully complement the later during treatment. The height of the table can be adjusted as required using the lever on it's support stand. Height adjustable 75-98 cm, size of trap 40 x 56 cm and 40 x 17 cm. table angle 0+ 15 + 30 degrees. stand colour RAL 9001. weight: 15 kg. maximmum load: 15 kg. with all Accessories and spare parts. | B/BRAUN MEDTECH | 400
02-07-01771 | Wheel Chair, nonpowered. Covers manually propelled wheelchairs designed for use in hospitals and similar facilities excluded are electric (power) wheel chairs sport chairs, geriatric chairs, pediatric chairs, pediatric strollers, standard wheelchair. chrome plated or Vinyl-covered steel frame 40 to 65 lb. standard lightweight wheel chair: stainless steel or aluminium frame 26 to 40 lb. Hemi-wheel chair: standard prescription or standard lightweight wheel chair with a seat that is closer to the ground; one front assembly can be removed to chair with the uninvolved leg. | Any supplier | 50
02-07-01772 | Dry-Heat sterilizer Machine, power supply: 220V, 50 Hz. For operation room, with automatic thermostat for tempreature control, with all accessories ans spare parts. | Any supplier | 5
02-07-01773 | Car repair tool set (metric) | HEYCO, Germany 1129-913-M | 4
02-07-01774 | Car repair tool set (inch) | 1115-913-AF | 4
02-07-01775 | Car body repair set (metric) | 1129-920-M | 4
02-07-01776 | Car body repair set (inch) | 1115-920-AF | 4
02-07-01777 | Service tool set (metric) | 1002-910-M | 4
02-07-01778 | Service tool set (inch) | 1002-910-AF | 4
02-07-01779 | Tool set (metric) | 1101-911-M | 20
02-07-01780 | Tool set (inch) | 1101-911-AF | 20
02-07-01781 | portable car repair set (metric) | 1129-912-M | 20
02-07-01782 | Truck repair set (metric) | 1010-M | 4
02-07-01783 | Truck repair set (inch) | 1010-M | 4
02-07-01784 | Service tool kit (metric) | 1023-940-M | 20
02-07-01785 | Service tool kit (inch) | 1023-940-AF | 20
02-07-01786 | Mechanical tool kit | 1129-942-M | 12
02-07-01787 | Mechanical tool kit | 1129-942-AF | 12
02-07-01788 | Industrial tool kit (metric) | 1140-943-M | 12
02-07-01789 | Industrial tool kit (inch) | 1140-943-AF | 12
02-07-01790 | Electrician tool kit (metric) | 1000-951M | 20
02-07-01791 | Electrician tool kit (inch) | 1000-950-AF | 20
02-07-01792 | Fine mechanic tool set (metric) | 1005-951-M | 20
02-07-01793 | Fine mechanic tool set (inch) | 1005-915-AF | 20
02-07-01794 | Grinder, big |  | 6
02-07-01795 | Grinder, small |  | 6
02-07-01796 | Grinding disc, stone, small |  | 600
02-07-01797 | Grinding disc, metal, small |  | 600
02-07-01798 | Grinding disc, stone. Big |  | 600
02-07-01799 | Grinding disc, metal, big |  | 600
02-07-01800 | Drilling machine, 15mm drill head |  | 6
02-07-01801 | Drill bits, metal, set up to 12mm |  | 12
02-07-01802 | Drill bits, stone, set up to 12mm |  | 12
02-07-01803 | Electrical welding equipment, 220V, 120A, incl. all accessories (protection glass etc.) |  | 6
02-07-01804 | Stand saw for wood cutting |  | 6
02-07-01805 | Welding electrodes 2.5mm, cartons 50 pcs each |  | 120
02-07-01806 | Car lift jack, 10 tons, hydraulic |  | 4
02-07-01807 | Set of: strethoscope light for car ignition, engine compression tester |  | 2
02-07-01808 | Electrosurgery Unit (ELEKTROTOM 640) with sensor and microprocessor technology. Using computer controlled cutting and coagulation. Fully automatic Micro-arc technology. "TRI" mode for bipolar cutting and coagulation. Ergonomic and simple unit controls. automatic during monopolar and bipolar coagulation. future orientated service planning. memory programming. safe technology in the interests of the patient. mounted on ceiling suspension TELETOM. with all accessroeis, spare parts and training. #(CE CONFURM with 93/42 EWG\) | BERCHTOLD GMBH and CO. medical technology | 5
02-07-01809 | Electrocautery Units (Diathermy H-F Surgery Unit. (ERBOTOM-ICC-300). Power supply 220V, 50Hz. With electric spray. For general surgery. #(ICC-300-E) | ERBOTOM | 8
02-07-01810 | Electrocautery Units (Diathermy H-F Surgery Unit. (ERBOTOM-ICC-200). Power supply 220V, 50Hz. For general surgery. #(ICC-200) | ERBOTOM | 3
02-07-01811 | Electrosurgery Unit (ELEKTROTOM 530) Monopolar/Bipolar. With surgical diathermy unit, 6 types of current for cutting and coagulation with optimum adaptation, PACC system (Patient-Contact-Control) controls tissue contact quality of dual electrodes, monopolarcutting and resection, transurethral resection with flushing, Arthroscopic resection with flushing, Monopolar contact coagulation, deep tissue coagulation, spray coagulation, possibility of combination with available devices for inert gas coagulation under Argon, Bipolar coagulation-high performance and automatic, with 100 watt output power, Auto-Stop mode, with microelectrodes. with accessories, spare parts and training of 4 surgeons. #(EG 055-00) | BERCHTOLD GMBH and CO. medical technology | 5
02-07-01812 | Electrosurgery Unit (ELEKTROTOM 621) Monopolar/Bipolar. With surgical diathermy unit, 6 types of current for cutting and coagulation with optimum adaptation, PACC system (Patient-Contact-Control) controls tissue contact quality of dual electrodes, monopolarcutting and resection, transurethral resection with flushing, Arthroscopic resection with flushing, Monopolar contact coagulation, deep tissue coagulation, spray coagulation, possibility of combination with available devices for inert gas coagulation under Argon, Bipolar coagulation-high performance and automatic, with 100 watt output power, Auto-Stop mode, with microelectrodes. with accessories, spare parts and training of 4 surgeons. #(EG 048-00) | BERCHTOLD GMBH and CO. medical technology | 5
02-07-01813 | Surgical, Examination light. (CHROMOPHARE C 571). Ceiling-Mounted lights. With reserve light source. Automatically operated. Switches over to the reserve bulb. With indicator light at the touchpad control. With extra 200 bulbs. And all the accessories. #(CD 620-57) | BERCHTOLD GMBH and CO. medical technology | 3
02-07-01814 | Surgical Operation Lamp. (Chromophare C 571).free standing (mobile)with the ability to permit three-hour light operation in the event of power failure or a fluctuating mains voltage with automatic recharger by an integrated electronic charging device. With transformer and power supply of 110/220 v, with extra 200 bulbs. And all the accessories. #(CS 639-57) | BERCHTOLD GMBH and CO. medical technology | 2
02-07-01815 | Surgical Light combination (C 571/571). With reserve light source. With extra 1000 of bulbs and spare parts. And all accessories. #(CD 850-57) | BERCHTOLD GMBH and CO. medical technology | 3
02-07-01816 | Surgical and Examination light, (CHROMOPHARE C 950). With cooler light. Based on ThermoSorb concept, with autobloc system, remote light field guidance without touching the light head. Power requirments: 220/230/240 V D.C. colour rending index (CRI): 90. absorption of infrared radiant power: 99%. tempreature increased at head level: 20C. Xenophot Technology (250 W/22.8 Volt-ordering no. CZ 907-22. and automatic activation of reserve lamp in case of lamp malfunction, with visual indication, average life of halogen lamp: approx. 1,000 hours. swivel radius of lamp housing: 1950 mm. height adjustment of lamp housing: 1150mm. total weight: 121 kg. with optoelectronic system for automatic light field guidance. with extra 200 bulbs and accessoties. #(CD 615-95) | BERCHTOLD GMBH and CO. medical technology | 10
02-07-01817 | CHROMOPHARE, combination light (C 950/571). With cooler light, remote light field guidance, absorption of infrared radiant power. Xenophot Technology. Automatic activation of reserve light in case of lamp malfunctioning. With visual indication. With optoelectric system for automatic light field guidance.. with extra 200 bulbs, accessories and spare parts. #(CD 715-95) | BERCHTOLD GMBH and CO. medical technology | 2
02-07-01818 | CHROMOPHARE, Free-standing light with transformer (C 450 SO) With cooler light, remote light field guidance, absorption of infrared radiant power. Xenophot Technology. Automatic activation of reserve light in case of lamp malfunctioning. With visual indication. With optoelectric system for automatic light field guidance.. with extra 200 bulbs, accessories and spare parts. #(CS 640-45) | BERCHTOLD GMBH and CO. medical technology | 4
02-07-01819 | CHROMOPHARE, Wall-mounted light transformer (C 572W) With cooler light, remote light field guidance, absorption of infrared radiant power. Xenophot Technology. Automatic activation of reserve light in case of lamp malfunctioning. With visual indication. With optoelectric system for automatic light field guidance.. with extra 200 bulbs, accessories and spare parts. #(C 573W) | BERCHTOLD GMBH and CO. medical technology | 2
02-07-01820 | CHROMOPHARE, Mobile light with transformer (C 452SO) With cooler light, remote light field guidance, absorption of infrared radiant power. Xenophot Technology. Automatic activation of reserve light in case of lamp malfunctioning. With visual indication. With optoelectric system for automatic light field guidance.. with extra 200 bulbs, accessories and spare parts. #(CS 646-42) | AESCULAP/General catalogue. | 2
02-07-01821 | Precussion Hammers, semi-sharp. 269mm, 101/4". (HURST). #(AC 018C) | AESCULAP/General catalogue. | 100
02-07-01822 | Precussion Hammers, with needle and brush. 255mm, 10". (HURST). #(AC 036C) | AESCULAP/General catalogue. | 100
02-07-01823 | Combination Stethoscope, chest piece tumable, light metal, one side with diaphragm, other side bell type, with 1 additional pair of soft ear pieces and 1 substitute. #(AC 150C) | AESCULAP/General catalogue. | 500
02-07-01824 | Combination Stethoscope, with diaphragm and belt, in cardboard box. (FORD-BOWELS). #(AC 155C) | AESCULAP/General catalogue. | 20
02-07-01825 | Mercury Blood pressure manometer. With unbreakable mercury tube 300mm, in light metal case. Calbrated, with velcro cuff. (NOVA-PRESAMETER 300). #(AC 301) | AESCULAP/General catalogue. | 200
02-07-01826 | Sphygmomanometer. (MAXIMUS), suitable for tropics. Shock-proof, manometer can be hanged into the cuff. In zipper case, calibrated, with velcro cuff. #(AC 335) | AESCULAP/General catalogue. | 30
02-07-01827 | SONOTOM 110, Ultrasonic Aspirator. For application on: General surgery, Neurosurgery, Gynaecology, Urology, Endoscopic surgery and for external, lightly invasive surgery. Main connection: 220-240 V. frequency: 50/60 Hz. Safety category: 1. classification: CF. powered of ultrasound: 40 W. ultrasonic frequency: 26,5 kHz; automatic stabilization and definition of resonance frequency. continuous operation mode. double pedal-footswitch actuation. pump with tube irrigation. vaccum pressure from 29 to 90 kPa in contiuous mode. with 2 straight probes. piezoelectric, ultrasonic transformer, maximmum oxcillation range: 350 micrometer. with connection set. system of mobile equipment on a trolley support. the trolley has built-in mains connectors for system components and mains cable. the components can easily mounted. weight: 35 kg. with all accessories and spare parts. #(U 6010-00) | BERCHTOLD GMBH and CO. medical technology | 8
02-07-01828 | Preparation Nail Scissors, 90mm, 31/2". #(HF 400R) | AESCULAP/General catalogue. | 50
02-07-01829 | Preparation Nail Cutters. 135mm, 51/4". #(HF 213R) | AESCULAP/General catalogue. | 10
02-07-01830 | Preparation Nail Cutters. 135mm, 51/4". #(HF 213W) | AESCULAP/General catalogue. | 10
02-07-01831 | Tongue Forceps, young, 165mm, 61/2". #(AN 705R) | AESCULAP/General catalogue. | 10
02-07-01832 | PreparationTubing Clamp Forceps, especially Heavy pattern smooth Jaws. #(AN 909R) | AESCULAP/General catalogue. | 10
02-07-01833 | Hand Dermatome for Skin Grafting Kinves. (REHN). 235mm, 91/4". #(BA 700R) | AESCULAP/General catalogue. | 50
02-07-01834 | Scalple Handle. No.3. #(BB 073R). | AESCULAP/General catalogue. | 50
02-07-01835 | Scalple Handle, Barron. #(BB 068R). | AESCULAP/General catalogue. | 50
02-07-01836 | Scalple Handle, No.4. #(BB 084) | AESCULAP/General catalogue. | 50
02-07-01837 | Delicate Scissors-Large Ring design, 115mm, 41/2". #(BC 004R-BC 005R) | AESCULAP/General catalogue. | 100
02-07-01838 | Delicate Scissors, Large Ring design. #(BC 004R-BC 005R) | AESCULAP/General catalogue. | 50
02-07-01839 | Delicate Scissors, Large Ring Design. (JOSEPH), 150mm, 6". #(BC 006R-BC 007R) | AESCULAP/General catalogue. | 50
02-07-01840 | Vessile Scissors, (REYNOIDS-JAMESON). 140mm, 51/2" #(BC 015R) | AESCULAP/General catalogue. | 50
02-07-01841 | Delicate Scissors, 90mm, 31/2". #(BC 100R) | AESCULAP/General catalogue. | 50
02-07-01842 | Delicate Scissors, 90mm, 31/2". #(BC 101R) | AESCULAP/General catalogue. | 50
02-07-01843 | Delicate Scissors, 130mm, 51/8". #(BC 140R) | AESCULAP/General catalogue. | 50
02-07-01844 | Delicate Scissors, 130mm, 51/8". #(BC 145R) | AESCULAP/General catalogue. | 50
02-07-01845 | Surgical Scissors, standard-model, sandard pattern. #(BC 320R) | AESCULAP/General catalogue. | 50
02-07-01846 | Surgical Scissors, standard-model, sandard pattern. #(BC 330R) | AESCULAP/General catalogue. | 50
02-07-01847 | Scissors for Wound edges, blade serrated. #(BC 496R) | AESCULAP/General catalogue. | 200
02-07-01848 | Dissecting Scissors.Fine pattern. 115mm, 41/2". #(BC 164R) | AESCULAP/General catalogue. | 200
02-07-01849 | Dissecting Scissors.Fine pattern. 115mm, 41/2". #(BC 165R) | AESCULAP/General catalogue. | 200
02-07-01850 | Fine Dissecting Scissors, 115mm, 41/2". #(BC 162R) | AESCULAP/General catalogue. | 200
02-07-01851 | Dissecting Scissors. 230mm. #(BC 560R) | AESCULAP/General catalogue. | 200
02-07-01852 | Bowel Dissecting Scissor, 280mm, 11". #(BC 624R) | AESCULAP/General catalogue. | 200
02-07-01853 | Rectal Scissor, 270mm, 103/4". #(BC 621R) | AESCULAP/General catalogue. | 200
02-07-01854 | Delicate Dissecting Forceps, (ADSON), 180mm, 7". #(BD 224R) | AESCULAP/General catalogue. | 200
02-07-01855 | Tumour and Vessel Forceps for grasping tissue.. 200mm, 8". #(BD 765R) | AESCULAP/General catalogue. | 200
02-07-01856 | Delicate Dissecting Forceps. #(BD 238R) | AESCULAP/General catalogue. | 200
02-07-01857 | Delicate Dissecting Forceps. #(BD 234R) | AESCULAP/General catalogue. | 200
02-07-01858 | Tissue Forceps, Heavy Pattern. #(BD 600R) | AESCULAP/General catalogue. | 200
02-07-01859 | Intestinal Forceps. 140mm, 51/2". #(BD 820R) | AESCULAP/General catalogue. | 200
02-07-01860 | Dressing, Sponge Holding organ and Tissue Grasping forceps, 180mm, 7". #(BF 112R) | AESCULAP/General catalogue. | 200
02-07-01861 | Dressing, Sponge Holding organ and Tissue Grasping forceps, 180mm, 7". #(BF 113R) | AESCULAP/General catalogue. | 200
02-07-01862 | Organ and Tissue grasping forceps, 195mm, 73/4". #(EA 061R) | AESCULAP/General catalogue. | 200
02-07-01863 | Tissue Grasping Forceps. (BOYS-ALLIS). 155mm, 6". #(EA 010R) | AESCULAP/General catalogue. | 200
02-07-01864 | Towel Clamps, (ROBIN) with holder for cable up to 5mm, 135mm. #(BF 439) | AESCULAP/General catalogue. | 200
02-07-01865 | Towel Clamps, (BERNHARD). 160mm, 61/4". #(BF 426R) | AESCULAP/General catalogue. | 200
02-07-01866 | Safety Pins for holding Ring Handle instruments, (MAYO). 140mm, 51/2". #(BF 493R) | AESCULAP/General catalogue. | 200
02-07-01867 | Delicate Haemostatic Forceps (HALSTED-MOSGUITO), 125mm, 5". #(BH 110R) | AESCULAP/General catalogue. | 200
02-07-01868 | Delicate Haemostatic Forceps (HALSTED-MOSGUITO), 125mm, 5". #(BH 121R) | AESCULAP/General catalogue. | 200
02-07-01869 | Delicate Haemostatic forceps, Curved to side, (MOYNIHAN), 145mm, 53/4". #(BH 126R) | AESCULAP/General catalogue. | 200
02-07-01870 | Delicate Haemostatic forceps, (CRAFOORD), mod 240mm, 91/2". #(BH 227R) | AESCULAP/General catalogue. | 200
02-07-01871 | Intestinal Clamps with soft and elastic blades, (DOYEN) 240mm, 91/2". #(EA 130R) | AESCULAP/General catalogue. | 50
02-07-01872 | Intestinal Clamps with soft and elastic blades, (DOYEN) 240mm, 91/2". #(EA 131R) | AESCULAP/General catalogue. | 50
02-07-01873 | Intestinal Clamps for children, (BABY-KOCHER) with soft and elastic blades, 130mm, 5". # (EA 220R) | AESCULAP/General catalogue. | 50
02-07-01874 | Intestinal Clamps for children, (BABY-KOCHER) with soft and elastic blades, 130mm, 5". #(EA 221R) | AESCULAP/General catalogue. | 50
02-07-01875 | BABCOCK, 170mm, 63/4". #(EA 031R) | AESCULAP/General catalogue. | 200
02-07-01876 | LEGUEU, Bladder retractor center blade, 80 x 31mm.. #(BV 910R) | AESCULAP/General catalogue. | 20
02-07-01877 | Retraction System, DEAVER, 85 x 25mm. #(BV 960R) | AESCULAP/General catalogue. | 20
02-07-01878 | Retraction System, Liver Retractor, 140 x 85mm. #(BV 952R) | AESCULAP/General catalogue. | 20
02-07-01879 | Abdominal Retractor. BALFOUR. #(BV 605R) | AESCULAP/General catalogue. | 20
02-07-01880 | Abdominal Retractor. HERTZLER, Blatter: 20 x 25mm, 20 x 25mm. #(BV 512R) | AESCULAP/General catalogue. | 20
02-07-01881 | Abdominal Retractor, TUDOR-EDWARDS, 205mm, 8". #(BT 500R) | AESCULAP/General catalogue. | 200
02-07-01882 | Retractors for Deep surgery. (MIKULICZ). 180 x 50mm. 260mm, 101/4". #(BT 624R) | AESCULAP/General catalogue. | 20
02-07-01883 | Retractors, Caspar. #(BT 465R) | AESCULAP/General catalogue. | 200
02-07-01884 | Needle Holders. (HEGAR-MAYO-SEELEY). #(BM 022R) | AESCULAP/General catalogue. | 200
02-07-01885 | Needle Holders. (HEGAR-HEAVY PATTERN). #(BM 077R) | AESCULAP/General catalogue. | 200
02-07-01886 | Needle Holders. (HEGAR-HEAVY PATTERN). #(BM 078R) | AESCULAP/General catalogue. | 100
02-07-01887 | Sutre Instrument ligature Needles, (DESCHAMPS) for right hand blunt. #(BM 824R) | AESCULAP/General catalogue. | 1000
02-07-01888 | 2 Doors cabinet, steel, white color, with lockable doors, and four horizontal partitions, dimentions (2 x 1.2 x 0.6)m. |  | 100
02-07-01889 | Carts-surgical case, closed with 2 doors, stainless steel, cart frame H 100XW 101.6XD 63.5 cm. 18 gauge, positive-stop swing with breakaway seal, and 2 shelves. | HARLOFF, Healthmark, Imperial | 100
02-07-01890 | Hospital Bed, Variable height bed with the following deatures: proven parallelogram design underam-two section weld mesh mattress platform-gas spring assisted raising back rest-haydraulically adjustable height operated by pedals at both sides of the bed-four 127 mm diameter. non marking castors with central braking/steering system-rotary wall protection buffers at all 4 corners with I.V. rod/accessory socket-two-way tilt 12 degrees trendelenburg and 6 degrees reverse trendelenburg-built-in bed stripper-removable head and footings with decorative laminate panel infill dimensil height adjustment 406 mm to 805mm. supplied complete with hospital grade polyfoam type mattress with waterproof mattress cover, pillow and pillow cover. with additional (mattress, blanket, pillow, bed sheet, mattress cover, pillow and pillow cover). |  | 100
02-07-01891 | Hook and loop strapvelcro type with reinforced PVC backing 500X25mm. Colour : white with imprint (blue) each set consist of 10 aechref.No8/0012. # (No.8/0012) |  | 100
02-07-01892 | Kerosene Heater ET model R-2800 (brown). Heating capacity=2900 watts with the following features: Wick life Extenders, Safety shut-off, removable fuel tank (capacity 4.7 liters), with 10 spare wick packed together with the kerosene heater and manual oil pump # R-2800 | TOYOSET | 100
02-07-01893 | Window type Air-Conditioner, Cooling and Heating capacity 18000 BTU/HR. Voltage: 220V-50 Hz. Single phase with following features: Super Quiet, Detachable front panel, Anti-Mold filter,Swing louver, Slide out chassis, Less drain (drain joint included), Exhaust. | SHARP | 20
02-07-01894 | Refrigerator, electric, capacity 160 litters with freezer capacity 15 litters : 220V/50Hz, 2-doors lockable, and external thermometer, supplied with thermostat, instructions and mannuals all in english. For pharmacy & lab. Use. | GENERAL | 20
02-07-01895 | Water cooler fountain-Westinghouse, white. Model WPLF 10CPY. Capacity 120 persons. Size W305 X H1,116 X D305 mm. Easy electric and pulmbing connections. Pressure regulator. Cold water thermostat. | WESTINGHOUSE | 25
02-07-01896 | TV-set, colour, 25", multisystem including SECAM B/G or ME SECAM, multivoltage including AC 220V, 50/60Hz, fully compatible for operation in Iraq. Complete with remote control, connecting cable and instructions manual in English. SONY KV-25T 1Dcode: #( 45662). | SONY | 5
02-07-01897 | VHS VCR, multisystem including SECAM/BG, or MESECAM multivoltage including AC220V, 50/60Hz, 4-head, fully compatible for operation in Iraq. Complete with remote control connecting cable and instructions manual in English. SONY SLV-X717 code: #(46202) | SONY | 5
02-07-01898 | Panasonic NV-M3500ENS-VHS camcorder includes one battery packagable and AC Adapter, AC 220V, 50/60Hz. | PANASONIC | 2
02-07-01899 | Digital Video Camera DV. With packages and Compatible Memory Video Casette 100 packs, each contain 10. | SONY | 2
02-07-01900 | Photographic Camera, auto focussing. And auto flashing with extra batteries. | CANNON | 2
02-07-01901 | Office Chair 315, adjustable height, back and seat-angles castors and fabric upholstry dark grey. Seat: W46 X D41 X H40-54, back W38 X H22. |  | 150
02-07-01902 | Office Chair, swivel type with armrest, castors, adjustable seat height, back height and angle, in Grey fabric. |  | 150
02-07-01903 | Stacking Chairs, general purpose, steel frame, polypropylene seat, stacked 10 units. |  | 200
02-07-01904 | Folding chair, steel. |  | 100
02-07-01905 | Hospital Examination Couch. For Ptient examination. With bed mattress, bed sheet and mattress cover. |  | 100
02-07-01906 | Theatre couch with mattress, mattress cover and bed sheet. |  | 50
02-07-01907 | Carts dressing (nursing) for wards. With one drawer. All stainless steel. |  | 100
02-07-01908 | Patient Transport traulley. For hospital use. |  | 50
02-07-01909 | Instrument cabinet as per following specifications: sheet metal construction with baked epoxy coating. Upper section with two lockable glass sliding doors. With two adjustable glass shelves. Lower section with lockable sheet metal doors. With removable sheet metal shelf. dimentions:(W900 X D500 X H1800)mm, weight: 49 kgs. Volum: 1cubical meter. the height of legs had to be reduced so that these could fit into the packages. the dimentions of storage space of the cabinet will remain unchanged. however the overall height of the cabinet is now 1800mm. #(NM 280) |  | 100
02-07-01910 | Paravan, white colour for hospital use. |  | 150
02-07-01911 | PC Desck SISeco-total 3, grey frame and top. Adjustable height, lockable castors and cable-tray. Printer and keyboard shelve and sideway leaf for mouse. Size: W60 X D50/90 X H 69/75. |  | 50
02-07-01912 | Over Head Projector, proxima DP5800. With carrying case. Other spaces as per supplier offer. #(DP 5800) | PROXIMA | 10
02-07-01913 | Filling cabinet, 4 drawers, lockable. |  | 100
02-07-01914 | Office Desk, wooden eith 2 drawers cabinet each of three lockable drawers. Ligh Brown. With white metal frame. |  | 100
02-07-01915 | I.V fluid stand, for hospital use. Mobile. |  | 600
02-07-01916 | Electrocautery units, line powered. Application, General Surgery (control of bleeding ulcers, nasal) covered type probewith tow cautery tips for endoscopic use with table and cart, temperatuer indicator, heat control setting (front-pannel push button), probe is used primerly for hemostasis made of platinum wire, cautery tips, equiped with errigation nozzels, footswith control for both cautery and irrigation. Equipped with variable intensity diagnostic light. handle type; pencil grip with switch, cable length 4 ft. table input voltage 115/230, dimentions: (H X W X D) 20 x 12 x 12 cm. include handles, with all accessories and spare parts. | OLYMPUS - HPU | 5
02-07-01917 | Electric Suction Pump. Portable. Free membrane pump. 20 litres/min pump capacity. Maximmum vaccum: 80%. With 7 and 11 mm passage with tubing set and cover fittings. #(GF 060) | AESCULAP /B/BRAUN | 20
02-07-01918 | Vertical Autoclaves (Electric). Power supply: 220 V, 50 Hz. Large size. With all accessories and spare parts. For operation room. | WWW | 30
02-07-01919 | Vertical Autoclaves (Electric). Power supply: 220 V, 50 Hz.Medium size. With all accessories and spare parts. For operation room. | WWW | 20
02-07-01920 | X-Ray viewer box. All sizes. | Any supplier | 50 of each
02-07-01921 | Carts, anesthetist's, for general anesthesia | ARMSTRONG (AA-6) or AGENCINOX (528 with upper shelf.) | 20
02-07-01922 | Bronchoscope, fiberoptic (with video) flexible. With compatible camera, light source, video processor, with additional halogen lamps, with all accessories and spare parts. | OLYMPUS, FUJINON | 1
02-07-01923 | Photocopier Machine. SHARP model SF-2025, including drum and manual in english (Electrical power supply: 220V, 50Hz). With additional drum (200,000 copies), autocirculating document feeder, automatic voltage regulator, 2.0 kVA. Console stand W/paper drawer. additional developers, duplex unit, plywood case packing, sorter (10-BIN), all required spare parts. #(SF-2025) | SHARP | 10
02-07-01924 | Surgical Helmet System, (Turbo 3). For personal protection. With multistation battery charger accomodates both standard and Extended life battery packs. #(400-100 Turbo 3 Helmet) | STRYKER instruments | 20
02-07-01925 | Surgical Helmet System, (Turbo 3). For personal protection. With multistation battery charger accomodates both standard and Extended life battery packs. #(400-125 Turbo 3 fiber optic helmet) | STRYKER instruments | 20
02-07-01926 | KnifeLight, minimally open carpal tunnel ligament release. Single package/sterile. Tip dimentions: height: 6.3mm, width: 4.1mm. Package indivudually 10 packages/box. Part No. 3300-1. #(800-253-3210) | STRYKER instruments | 10
02-07-01927 | LightSheer SP-Diode Laser System. For treatment of unwanted hair, controls allow choice of optimal parameters for the widest range of skin types. Patented ChillTip handpiece with 9 mm spot size, laser type: AIGaAs Diode Arrays, Pulsed. Wavelength: 800 nm, repetition rate: up to 1 Hz. spot size: 9mm (square). fluence: 10-40J/cm2. pulse width: 5-30 ms OptiPulse, electrical supply: 110/220 VAC 8amp; 220/240 VAC 4 amp; 50-60 Hz. cooling system: self-contained, closed cycle. weght: 100lbs; 46 kg. with accessories, spare parts and training. | COHERENT medical Group | 1
02-07-01928 | Surgical Microscope System LEICA OHS-1 (LEICA M500-N / OHS) with Intelligent Set Up System, with magnification 6:1 zoom, motorised, multifocal lens (207-407mm), wide-field eyepiece, dedicated illumination system, with graphic LCD data display with background illumination menu provides up to 8 user-specific configuarations with built-in auto diagnostic system. magnification range: 1.4x-13.2x with 10x eyepiece. field of view diameter: 16-150mm with 10x eyepiece. with binocular tube: variable angle of observation 30"-150", compact, and variable angle of observation 0-180, with drive for adjusting interpupillary distance. beam splitter, second observer 180 dual stereo attachment. video zoom tube, photo adapter, foot switch, sterilizable covers, laser, OHS floor stand with automatic & Manual balancing system. Automatic balancing for system back-weights. Automatic setting for mouthswitch brakes control. maximum load for microscope with accessories:15 kg. with installation and training. | LEICA | 1
02-07-01929 | Surgical microscope System (Leica M690), with intracapsular extractions. for Anterior chamber lenses, general local anesthesia. Overnight stays. First wide-field optics. First red-reflex objective. Double iris diaphragm for depth of field. Superior light gathering, first four-point stable base. with all accessories, spare parts and training. #(M 690) | LEICA | 1
02-07-01930 | Surgical microscope (OPMI NCS-NC 32 Floor stand) for neurosurgery. Motorized zoom system and varioskop objectives lens with variable working distance from 200-400mm without additional optics provide ergonomic convenience, with hand grips arranged on either side. high-performance optics. high light intensity and day light characteristics. 6- dgree mobility. large range of manipulation. with stereo coobservation device, dual stereo beam splitter S, dual stereo beam splitter L, MediLive video cameras with 1 CCD and 3 CCD quality, zoom system, ratio 1:6, magnification change motorized via hand grip, 300 W xenon lamp. with all accessories, spare parts and training of 2 surgeons. #(ZEP 302.6 ) | ZEISS / Carl Zeiss surgical products division/Germany | 1
02-07-01931 | Surgical Microscope with MKM system, motorized movement, positioning accuracy, hand grip, LCD Panel, hand/foot control, voice control transforms, laser compatability, integrated stereo-coobservation and multiple documentation ports, integrated autofocus select, autopilot, compatible with MRI and CT, high speed graphics, with Superlux 301 illumination, Pivoting/Keyhole. with all accessories, spare parts and 4 doctor training. | ZEISS / Carl Zeiss surgical products division/Germany | 1
02-07-01932 | Neuro Image Guided Surgery. (NAVIGATIO SYSTEM). With task manager, standard laptop that runs on microsoft Windows NT for remote planning and navigation. Wireless software control, automatic instrument identification, complete neuro instrumentation, self-diagnostis check. independent component positioning. separate camera, monitor, CPU. complete system with all accessories, spare parts and training. | STRYKER instruments | 1
02-07-01933 | Neuroendoscopy. Flexible. Universal neuroendoscopy system for intraventricular and endoscope-assisted indications. Autoclavable, multifunctional system consist of modular component for endoscope assisted microneurosurgery and intraventricular indications. 3 trocars, 2 angled endoscopes, 5 instruments and 7 electrodes autoclavable in 2 storage racks. different shaft diameters, 6 monopolar and 1 bi polar electrode for effective HF application. with flexible, steerable endoscope with working channel. with the fixation device FF 274 R, for parallel instrumental manipulation. suction and irrigation tube set. fully optional, with xenone light source AXeL 180. Autoclavable light guide cables. with S-VHS Video Recorder (SONY). and colour video printer (SONY). HF-Surgical unit mono and bipolar. vario dual foot pedal. with extra (2000) Aesculap use patient plate. cable (2000) cable for single use patient plate. electrode handle, bipolar cable. monopolar cable.Training for 2 surgeons. | AESCULAP/General catalogue. | 1
02-07-01934 | Autotransfusion Units, Blood Processing (Cell Saver Pluse). Manual, with no integral aspirator, aspiration flow capacity ml/min, can reinfuse haematocrit, 45-65% with dimentoins: (H X W X D) 45.7 X 61 X 104.1 cm. Weight 112.9 kg. With self diagnostics; air detector, empty warning, swivel wheels 21 v ples. vaccume regulator, plasma sequestration. With HaemoData, (data aquisition system), flexible, compact, with on screen information, storage on diskette, transfere to PC system, print out. #(85972-00, 85971-00, 85964-00, 85970-00, 85963-00, 85905-00). With installation, spare parts, and all accessories and with training of 2 doctors. | HAEMONETICS (CLL SAVER PLUS) | 2
02-07-01935 | Universal Operating Table (ALPHASTAR 1132), FOR General, Urological, Gynaecological, E.N.T surgery. With all components including: head rest with side rails, slop adjustment, Dual-joint head rest with damped, pelvic extention for urological procedures, transfer board for flat positioning of patient legs, 5-part X-ray top, corded hand film keypad functions, infrared remote control with cordless hand control and rechanging station, motor-powered drive, rectal positioning set. #(ALPHASTER 1132) | MAQUET | 3
02-07-01936 | Orthopaedic and Traumatology operation table (ORTHOSTAR II 1425). On T-base with easy-rolling castors for longitudinal and lateral movement, battery-powered or main operated electrically controlled haydraulic drive. Base covers and column casing, table top frame, traction bars and basic accessories made of CrNi steel, weight: 280kg. with all basic equipment. #(ORTHOSTAR II 1425) | MAQUET | 3
02-07-01937 | Operating Table, mobile (DELTACLASSIC 1115.02), With electrohaudraulic driven, semi-recumbent position, nephrectomy in lateral position, horizontal positions for orthopaedic surgery, gynaecology, urology, with head rest. Total length: 2025mm, total width: 605mm, height: 780-1030mm. with all accessories. #(DELTACLASSIC 1115) | MAQUET | 10
02-07-01938 | Skin Graft Mesher, stainless steel, sterilizable in autoclave up to 3 bar overpressure = 1430C. With 3 expansion ratios (1:1,5/1:3/1:6). With wire basket, container, spare cutting roller (50), skin carrier (1000). | AESCULAP | 4
02-07-01939 | Otoscope with fiber optic and Hallogen illumination, 2,5x. 4x swivel-magnifier. Connector for pneumatic otoscopy. Otoscope head made of robust plastic. Bayonet fitting. Removable lens.ear specula ejector. With plastic tube containing 4 reusable ear specula 2,3,4 and 5 mm. black and 5 each disposable specula 2,5 and 4,0 mmgrey. metal connector for pneumatic otoscopy. in plastic case. with additional accessories. #(AC 701) | AESCULAP/ENT-CATALOGUE (B/BRAUN) Downs page 2 | 10
02-07-01940 | Diagnostic set. Instrument heads made of robust plastics with fiber optics and halogen illumination 2,5 V. Bayonet fitting. Otoscope: Removable 4x magnifying lens. Ejector for specula. Ophthalmoscope: Corrective lenses:-35 to +40 diopters. Apertures: large and small circle, semi-circle, fixation star, slit and grid. filters: green, blue and polarizing filter. each filter can be switched to each aperture. unique focusing device. Nasal speculum. Tongue blade holder. Throat mirrors: No.3 and 4. Bent arm illuminator: black chrome-plated. plastic tube with 4 reusable ear specula 2,3,4 and 5 mm black and 5 each disposable ear specula, 2,5 and 4 mmgrey. in plastic case. with additional accessories. #(AC 700) | AESCULAP/ENT-CATALOGUE (B/BRAUN) Downs page 3 | 10
02-07-01941 | Head Mirror (AC 402) with black plastic head band (AC 413), ZIEGER #(AC 421) | AESCULAP/ENT-CATALOGUE (B/BRAUN) Downs page5 | 20
02-07-01942 | Binocular loupe with prism and fiber optic light transmision Magnification: 4 times. Working distance: 30 cm. #(AC 467) | AESCULAP/ENT-CATALOGUE (B/BRAUN) Downs page6 | 10
02-07-01943 | Head Light, 6 volt, with adjustable joint, white celloid headband, with foam rubber pad and cord with plugs for transformer. (CLAR). #(AC 461) | AESCULAP/ENT-CATALOGUE (B/BRAUN) Downs page7 | 10
02-07-01944 | Head light, 6 volt, with adjustable joint, with plastic headband and cord with plugs for transformer. (JANSEN). WITH SPARE BULB, 6 VOLT. Ac 458. #(AC 450) | AESCULAP/ENT-CATALOGUE (B/BRAUN)/ Downs page8 | 10
02-07-01945 | Hartman, Ear specula for children, inside nonreflective, outside mirror finish chromium plated.1,8 mm.. #(OF 115 C) | AESCULAP/ENT-CATALOGUE (B/BRAUN)/ Downs page9. | 10
02-07-01946 | Hartman, Ear specula for children, inside nonreflective, outside mirror finish chromium plated.3,2 mm.. #(OF 116 C) | AESCULAP/ENT-CATALOGUE (B/BRAUN)/ Downs page9. | 10
02-07-01947 | Hartman, Ear specula for children, inside nonreflective, outside mirror finish chromium plated.4,6 mm.. #(OF 117 C) | AESCULAP/ENT-CATALOGUE (B/BRAUN)/ Downs page9. | 10
02-07-01948 | Hartman, Ear\specula for adults, inside nonreflective, outside mirror finish chromium plated. 3,5 mm.. #(OF 111 C) | AESCULAP/ENT-CATALOGUE (B/BRAUN)/ Downs page9. | 5
02-07-01949 | Hartman, Ear\specula for adults, inside nonreflective, outside mirror finish chromium plated.5,0 mm.. #(OF 112 C) | AESCULAP/ENT-CATALOGUE (B/BRAUN)/ Downs page9. | 5
02-07-01950 | Hartman, Ear\specula for adults, inside nonreflective, outside mirror finish chromium plated. 6,5 mm.. #(OF 113 C) | AESCULAP/ENT-CATALOGUE (B/BRAUN)/ Downs page9. | 5
02-07-01951 | Hartman, Ear\specula for adults, inside nonreflective, outside mirror finish chromium plated. 8,0 mm.. #(OF 114 C) | AESCULAP/ENT-CATALOGUE (B/BRAUN)/ Downs page9. | 5
02-07-01952 | Magnigying loupe, magnification 1/2 times,adaptable for all ear specula in use, with shoulder cord. With magnifying loupe during magnification with aural forceps and ear speculum. (stierlen). #(OF 180) | AESCULAP/ENT-CATALOGUE (B/BRAUN)/ Downs page13. | 10
02-07-01953 | Nystagmus spectacles for observation of the eyes during examination of the vestibular apparatus, with battery handle and fixed glasses. Illuminated on inside of lenses. Source of energy: 2 baby-battery cells, 1,5 volts, 2 bulbs, 4 volt, of 081. (FRENZEL). #(OF 080) | AESCULAP/ENT-CATALOGUE (B/BRAUN)/ Downs page14. | 10
02-07-01954 | Aural Magnifier, anastigmatic, complete with: 1 diagnostic head OF 211 R, 1 operating head OF 212 R, 6 ear specula OF 218, I rubber tube and connection cone OF 186. (BRUNINGS). #(OF 220) | AESCULAP/ENT-CATALOGUE (B/BRAUN)/ Downs page15. | 10
02-07-01955 | Set consisting of one each of the following: OF 051, OF 052, OF 053, OF 054, OF 055, (PETERS-SIEGLE). #(OF 050) | AESCULAP/ENT-CATALOGUE (B/BRAUN)/ Downs page16. | 10
02-07-01956 | Diagnostic Head. Single part.(EINZELTEILE). #(OF 065) | AESCULAP/ENT-CATALOGUE (B/BRAUN)/ Downs page16. | 10
02-07-01957 | Rubber Bulb with tube and connection cone. #(OF 186) | AESCULAP/ENT-CATALOGUE (B/BRAUN)/ Downs page16. | 10
02-07-01958 | Tuning fork set in case containing: OF 028 N =c 128, OF 029 N =c1 256, OF 003 N =c2 512, OF 004 N =c3 1024, OF 005 N =c42048, OF 006 N =c5 4096. #(OF 062 N) | AESCULAP/ENT-CATALOGUE (B/BRAUN)/ Downs page18. | 10
02-07-01959 | Syringe, Ear syringe, all metal, complete with conical and bubous pipes. 85ml/3fl oz. # SH 016 R | AESCULAP/ENT-CATALOGUE (B/BRAUN)/ Downs page19. | 15
02-07-01960 | Syringe, Ear syringe, all metal, complete with conical and bubous pipes.1145ml/4fl oz # SH 018 R | AESCULAP/ENT-CATALOGUE (B/BRAUN)/ Downs page19. | 15
02-07-01961 | Swivel knife, straight, 4 x 3 mm. 203 mm, 8". (BALLAENGER). #(OL 353 R) | AESCULAP/ENT-CATALOGUE (B/BRAUN)/ Downs page93. | 10
02-07-01962 | Nasal cutting forceps, through cutting. (MYLES). #(OK 600 R) | AESCULAP/ENT-CATALOGUE (B/BRAUN)/ Downs page94. | 10
02-07-01963 | Nasal cutting forceps, through cutting. (HARTMAN). #(OK 642 R) | AESCULAP/ENT-CATALOGUE (B/BRAUN)/ Downs page95. | 10
02-07-01964 | Septum forceps 7,5 mm. with fenestrated jaws. 193 mm, 73/4".(LUC). #(OK 436 R) | AESCULAP/ENT-CATALOGUE (B/BRAUN)/ Downs page96. | 10
02-07-01965 | Ethmoidal forceps, straight, shaft graduated 100 mm 4" . 6,5 mm. (TILLEY HENCKEL). #(OK 503 R ) | AESCULAP/ENT-CATALOGUE (B/BRAUN)/ Downs page98. | 10
02-07-01966 | Ethmoidal forceps, curved upwards. 3 mm. #(OK 543 R) | AESCULAP/ENT-CATALOGUE (B/BRAUN)/ Downs page99. | 5
02-07-01967 | Septum-and tonsil complete syringes 2ml, 2000C. With rings movable. Glass cylinder 2ml only, luer-lock attachment 2ml. #(SP330, SP331, SP332) | AESCULAP/ENT-CATALOGUE (B/BRAUN)/ Downs page102. | 10
02-07-01968 | Septum-and tonsil complete syringes 5ml, 2000C. With rings movable. Glass cylinder 2ml only, luer-lock attachment 5ml. #(SP333, SP334, SP335) | AESCULAP/ENT-CATALOGUE (B/BRAUN)/ Downs page102. | 10
02-07-01969 | Septum-and tonsil complete syringes 10ml, 2000C. With rings movable. Glass cylinder 2ml only, luer-lock attachment 10ml. # (SP336, SP337, SP338) | AESCULAP/ENT-CATALOGUE (B/BRAUN)/ Downs page102. | 10
02-07-01970 | Tonsil needle, straight, with Luer-Lock attachment. #(SF 811 R) | AESCULAP/ENT-CATALOGUE (B/BRAUN)/ Downs page102. | 20
02-07-01971 | Septum needle, bayonet-shaped, with Luer-lock attachment. 25 mm, 115 mm, 0,8 mm. #(SF 814 R) | AESCULAP/ENT-CATALOGUE (B/BRAUN)/ Downs page102. | 50
02-07-01972 | Sub-Mucosal resection needle, insulated. HF Cables C-304-81. (ABBEY). #(OL 189 R) | AESCULAP/ENT-CATALOGUE (B/BRAUN)/ Downs page102. | 50
02-07-01973 | Cautery burners, light duty, for nasal work, angled shafts, platinum tipped. 125 mm, 5". # (BP 426 PATTERN A) | AESCULAP/ENT-CATALOGUE (B/BRAUN)/ Downs page103. | 10
02-07-01974 | Cautery burners, light duty, for nasal work, angled shafts, platinum tipped. 125 mm, 5". #(BP 427 PATTERN A) | AESCULAP/ENT-CATALOGUE (B/BRAUN)/ Downs page103. | 10
02-07-01975 | Cautery burners, light duty, for nasal work, angled shafts, platinum tipped. 125 mm, 5". #(BP 428 PATTERN A) | AESCULAP/ENT-CATALOGUE (B/BRAUN)/ Downs page103. | 10
02-07-01976 | Cautery burners, light duty, for nasal work, angled shafts, platinum tipped. 125 mm, 5". #(BP 429 PATTERN A) | AESCULAP/ENT-CATALOGUE (B/BRAUN)/ Downs page103. | 10
02-07-01977 | Cautery burners, light duty, for nasal work, angled shafts, platinum tipped. 125 mm, 5". #(BP 430 PATTERN A) | AESCULAP/ENT-CATALOGUE (B/BRAUN)/ Downs page103. | 10
02-07-01978 | Cautery burners, light duty, for nasal work, angled shafts, platinum tipped. 125 mm, 5". #(BP 431 PATTERN A) | AESCULAP/ENT-CATALOGUE (B/BRAUN)/ Downs page103. | 10
02-07-01979 | Cautery burners, light duty, for nasal work, angled shafts, platinum tipped. 125 mm, 5". #(BP 432 PATTERN A) | AESCULAP/ENT-CATALOGUE (B/BRAUN)/ Downs page103. | 10
02-07-01980 | Cautery burners, light duty, for nasal work, angled shafts, platinum tipped. 125 mm, 5". #(BP 433 PATTERN A) | AESCULAP/ENT-CATALOGUE (B/BRAUN)/ Downs page103. | 10
02-07-01981 | Applicator, rough spiral serrated end. 120 mm, 43/4". (BUCK). #(BN 400 R) | AESCULAP/ENT-CATALOGUE (B/BRAUN)/ Downs page22. | 10
02-07-01982 | Ear probe. 140mm, 51/2". (JOBSON HORNE). #9OF 266 R) | AESCULAP/ENT-CATALOGUE (B/BRAUN)/ Downs page23. | 10
02-07-01983 | Ear forceps, serrated jaws, straight. 1 x 8 mm. (HARTMAN). #(OF 411 R) | AESCULAP/ENT-CATALOGUE (B/BRAUN)/ Downs page27. | 10
02-07-01984 | Ear forceps, straight. 2mm. (HARTMAN). #(OF 438 R) | AESCULAP/ENT-CATALOGUE (B/BRAUN)/ Downs page27. | 10
02-07-01985 | Ear forceps, enlegd up, cup. 2 mm. (HARTMANN-CITELLI). #(OF 448 R) | AESCULAP/ENT-CATALOGUE (B/BRAUN)/ Downs page27. | 10
02-07-01986 | Aural dressing forceps, angled, tip 2 mm, serrated. 115 mm, 41/2". (WILDE). #(BD 904 R) | AESCULAP/ENT-CATALOGUE (B/BRAUN)/ Downs page30. | 10
02-07-01987 | Tympanum perforator, angled myringotome, 160 mm, 61/4". (POLITZER). #(OF 608 R) | AESCULAP/ENT-CATALOGUE (B/BRAUN)/ Downs page30. | 10
02-07-01988 | Aura lsnare. 165 mm, 61/2". KRAUSE). #(OF 505 R) | AESCULAP/ENT-CATALOGUE (B/BRAUN)/ Downs page30. | 10
02-07-01989 | Retractor, sharp, 3 x 4 prongs. 165 mm, 61/2". (RNTNE HOSPITAL). #(BV 084 R) | AESCULAP/ENT-CATALOGUE (B/BRAUN)/ Downs page30. | 10
02-07-01990 | Dissecting scissors, straight, 115 mm, 41/2". (GRAZIL). #(BC 257 R) | AESCULAP/ENT-CATALOGUE (B/BRAUN)/ Downs page65. | 10
02-07-01991 | Suction canula with finger cut-off and stylet. 200 mm, 8". (LEMPERT). #(GF 938 R ) | AESCULAP/ENT-CATALOGUE (B/BRAUN)/ Downs page71. | 10
02-07-01992 | Nasal specula, aseptic joint. 155 mm, 6". (HARTMANN-HALLE). #(OK 037 R) | AESCULAP/ENT-CATALOGUE (B/BRAUN)/ Downs page75. | 10
02-07-01993 | Nasal specula, aseptic joint. 155 mm, 6". (HARTMANN-HALLE). #(OK 038 R) | AESCULAP/ENT-CATALOGUE (B/BRAUN)/ Downs page75. | 10
02-07-01994 | Nasal specula, aseptic joint. 155 mm, 6". (HARTMANN-HALLE). #(OK 039 R) | AESCULAP/ENT-CATALOGUE (B/BRAUN)/ Downs page75. | 10
02-07-01995 | Nasal specula, screw joint, for use in infants, curved sidewards. 135 mm, 51/4". (TIECK-HALLE). #(OK 051 R) | AESCULAP/ENT-CATALOGUE (B/BRAUN)/ Downs page75. | 10
02-07-01996 | Nasal specula, screw joint, for use in infants, curved sidewards. 135 mm, 51/4". (TIECK-HALLE). #(OK 052 R) | AESCULAP/ENT-CATALOGUE (B/BRAUN)/ Downs page75. | 10
02-07-01997 | Septum specula, aseptic joint. 140 mm,51/2.36 x 7 mm. #(OK 091 R) | AESCULAP/ENT-CATALOGUE (B/BRAUN)/ Downs page80. | 10
02-07-01998 | Septum specula, aseptic joint. 140 mm,51/2.56 x 7 mm. #(OK 092 R) | AESCULAP/ENT-CATALOGUE (B/BRAUN)/ Downs page80. | 10
02-07-01999 | Septum specula, aseptic joint. 140 mm,51/2.75 x 7 mm. #(OK 093 R) | AESCULAP/ENT-CATALOGUE (B/BRAUN)/ Downs page80. | 10
02-07-02000 | Septum specula, aseptic joint. 140 mm,51/290 x 7 mm. #(OK 094 R) | AESCULAP/ENT-CATALOGUE (B/BRAUN)/ Downs page80. | 10
02-07-02001 | Rhinoscopic mirrors. Round angled. Bayonet shaft. 245 mm, 93/4. .6MM. (ST CLAIR THOMPSON). #(AC 500 R ) | AESCULAP/ENT-CATALOGUE (B/BRAUN)/ Downs page80. | 10
02-07-02002 | Rhinoscopic mirrors. Round angled. Bayonet shaft. 245 mm, 93/4. .8MM. (ST CLAIR THOMPSON). #(AC 501 R ) | AESCULAP/ENT-CATALOGUE (B/BRAUN)/ Downs page80. | 10
02-07-02003 | Rhinoscopic mirrors. Round angled. Bayonet shaft. 245 mm, 93/4. .10MM. (ST CLAIR THOMPSON). #(AC 502 R) | AESCULAP/ENT-CATALOGUE (B/BRAUN)/ Downs page80. | 10
02-07-02004 | Rhinoscopic mirrors. Round angled. Bayonet shaft. 245 mm, 93/4. .12MM. (ST CLAIR THOMPSON). #(AC 503 R ) | AESCULAP/ENT-CATALOGUE (B/BRAUN)/ Downs page80. | 10
02-07-02005 | Rhinoscopic mirrors. Round angled. Bayonet shaft. 245 mm, 93/4. 14MM. (ST CLAIR THOMPSON). #(AC 504 R) | AESCULAP/ENT-CATALOGUE (B/BRAUN)/ Downs page80. | 10
02-07-02006 | Rhinoscopic mirrors. Round angled. Bayonet shaft. 245 mm, 93/4. 16MM. (ST CLAIR THOMPSON). #(AC 505 R ) | AESCULAP/ENT-CATALOGUE (B/BRAUN)/ Downs page80. | 10
02-07-02007 | Nasal polypus snare,angled. 250 mm. 10. (KRAUSE). #(OK 260 R) | AESCULAP/ENT-CATALOGUE (B/BRAUN)/ Downs page85. | 10
02-07-02008 | Separator and elevator. 180 mm, 7. (FREER). #(OL 164 R) | AESCULAP/ENT-CATALOGUE (B/BRAUN)/ Downs page90. | 10
02-07-02009 | Elevator semi-sharp/blunt. 220 mm, 83/4.(HILL). #(OL 179 R) | AESCULAP/ENT-CATALOGUE (B/BRAUN)/ Downs page90. | 10
02-07-02010 | Septum gouge, round cutting edge, bayonet shaped. 170 mm, 63/4.6 mm. (KILLIAN). #(OL 336 R) | AESCULAP/ENT-CATALOGUE (B/BRAUN)/ Downs page92. | 10
02-07-02011 | Mallet, 1 sickle plain, 1 sickle covex. 185 mm, 71/2. (COTTLE).135g. #(FL 038 R) | AESCULAP/ENT-CATALOGUE (B/BRAUN)/ Downs page40. | 10
02-07-02012 | Nasal dressing forceps. 132 mm,51/8. 2,2mm. (TILLEY). #(OF 408 R) | AESCULAP/ENT-CATALOGUE (B/BRAUN)/ Downs page40. | 10
02-07-02013 | Septum knife. Stiff blade with rounded edge. 140 mm, 51/2. (COTTLE). #(OL 113 R) | AESCULAP/ENT-CATALOGUE (B/BRAUN)/ Downs page114. | 10
02-07-02014 | Periosteal elevator, curved shape. 195 mm, 73/4. 8mm. (COTTLE). #(OL 157 R) | AESCULAP/ENT-CATALOGUE (B/BRAUN)/ Downs page114. | 10
02-07-02015 | Elevator, sharp. 175 mm, 7". (FREER). #(OL 159 R) | AESCULAP/ENT-CATALOGUE (B/BRAUN)/ Downs page114. | 15
02-07-02016 | Suction respatory, bayonet shaped, sharp. 200 mm,8". /4 mm. #(OL 195 R ) | AESCULAP/ENT-CATALOGUE (B/BRAUN)/ Downs page115. | 20
02-07-02017 | Retractor speculum-nasal retractor. 160 mm, 61/4".(AUFRICHT). #(OK 099 R) | AESCULAP/ENT-CATALOGUE (B/BRAUN)/ Downs page117. | 10
02-07-02018 | Skin hook, sharp. 160 mm, 61/4". (KILNER). #(OL 610 R) | AESCULAP/ENT-CATALOGUE (B/BRAUN)/ Downs page119. | 10
02-07-02019 | Chisel with depth marketings. 180 mm, 7".4mm. (COTTLE). #(OL 301 R) | AESCULAP/ENT-CATALOGUE (B/BRAUN)/ Downs page122. | 10
02-07-02020 | Osteotome, double guarded, straight. 160 mm, 61/4". (CINELLI)). #(OL 326 R) | AESCULAP/ENT-CATALOGUE (B/BRAUN)/ Downs page123. | 10
02-07-02021 | Rsp, fine coarse teeth. 215 mm, 81/2". (FOMON). #(OL 406 R) | AESCULAP/ENT-CATALOGUE (B/BRAUN)/ Downs page125. | 10
02-07-02022 | Rasp, for filling nasal bones. Fine chequered. 165 mm, 61/2". (joseph). #(OL 401 R) | AESCULAP/ENT-CATALOGUE (B/BRAUN)/ Downs page125. | 10
02-07-02023 | Rasp, teeth set to cut on down stroke. 180 mm, 7". (MALTZ). #(OL 407 R) | AESCULAP/ENT-CATALOGUE (B/BRAUN)/ Downs page125. | 10
02-07-02024 | Septum straightening forceps. 220 mm, 83/4". (ASH). #(OL 470 R) | AESCULAP/ENT-CATALOGUE (B/BRAUN)/ Downs page128. | 5
02-07-02025 | Septum straightening forceps, right. (WALSHAM). #(OL 471 R) | AESCULAP/ENT-CATALOGUE (B/BRAUN)/ Downs page128. | 5
02-07-02026 | Dermatome, adjustable form 0.1 to 2.0 mm, complete, with: 1 interchangable blade and 2 skin straightening plates. 300 mm, 12". (SCHINK). #(BA 706 R) | AESCULAP/ENT-CATALOGUE (B/BRAUN)/ Downs page128. | 5
02-07-02027 | Suction tube, self clearing. 230 mm, 9". 2,0 mm. #(GF 761 C) | AESCULAP/ENT-CATALOGUE (B/BRAUN)/ Downs page143. | 10
02-07-02028 | Antrum trocar. 185 mm, 71/4".2,3 mm. (TILLEY LICHTWITZ). #(EJ 317) | AESCULAP/ENT-CATALOGUE (B/BRAUN)/ Downs page148. | 10
02-07-02029 | Antrum elevator (curette) blunt. 200 mm, 8". (SEWALL). #(OL198 R) | AESCULAP/ENT-CATALOGUE (B/BRAUN)/ Downs page152. | 5
02-07-02030 | Antrum curette, right handed. 170 mm, 63/4". (UFFENORDE). #(FK 661 R) | AESCULAP/ENT-CATALOGUE (B/BRAUN)/ Downs page152. | 10
02-07-02031 | Punch. 4 mm. (KERRISON). #(OK 711 R) | AESCULAP/ENT-CATALOGUE (B/BRAUN)/ Downs page153 . | 10
02-07-02032 | Mouth gag. 165 mm 61/2". (FEATHERSTONE). #(OM 046 R) | AESCULAP/ENT-CATALOGUE (B/BRAUN)/ Downs page187. | 10
02-07-02033 | Frame only for adults, with interchangable inserts, suitable for all tongue depressors. (DAVIS-BOYLE). #(OM 116 R) | AESCULAP/ENT-CATALOGUE (B/BRAUN)/ Downs page187. | 15
02-07-02034 | Frame only, for children, with interchangable silicone inserts, suitable for all tongue depressors. (DAVIS-BOYLE). #(OM 118 R) | AESCULAP/ENT-CATALOGUE (B/BRAUN)/ Downs page187. | 15
02-07-02035 | Tonsil suction tube. With central boring. 295 mm, 111/4". (YANKAUER). #(OM 671 R) | AESCULAP/ENT-CATALOGUE (B/BRAUN)/ Downs page198. | 15
02-07-02036 | Tonsil disector and pillar retractor. 215 mm, 81/2". (HURD). #(OM 660 R) | AESCULAP/ENT-CATALOGUE (B/BRAUN)/ Downs page199. | 20
02-07-02037 | Tonsil disector double ended. 6 mm, 200 mm, 8". (GWYNNE EVANS). #(OM 663 R) | AESCULAP/ENT-CATALOGUE (B/BRAUN)/ Downs page199. | 20
02-07-02038 | Tonsil knife. 215 mm, 81/2". (ABRAHAM). #(OM 681 R) | AESCULAP/ENT-CATALOGUE (B/BRAUN)/ Downs page200. | 20
02-07-02039 | Tongue blades, a groove holds the endotracheal tube, protects it from moving, kinking or closure by teeth, suitable for all frames. 29 x 67 mm. (RUSSEL-DAVIS). #(OM 171 R) | AESCULAP/ENT-CATALOGUE (B/BRAUN)/ Downs page190. | 30
02-07-02040 | Tongue blades, a groove holds the endotracheal tube, protects it from moving, kinking or closure by teeth, suitable for all frames. 33 x 75 mm. (RUSSEL-DAVIS). #(OM 172 R) | AESCULAP/ENT-CATALOGUE (B/BRAUN)/ Downs page190. | 30
02-07-02041 | Tongue blades, a groove holds the endotracheal tube, protects it from moving, kinking or closure by teeth, suitable for all frames. 38 x85 mm. (RUSSEL-DAVIS). #(OM 173 R) | AESCULAP/ENT-CATALOGUE (B/BRAUN)/ Downs page190. | 30
02-07-02042 | Tongue blades, a groove holds the endotracheal tube, protects it from moving, kinking or closure by teeth, suitable for all frames. 40 x 92 mm. (RUSSEL-DAVIS). #(OM 174 R) | AESCULAP/ENT-CATALOGUE (B/BRAUN)/ Downs page190. | 30
02-07-02043 | Tongue blades, a groove holds the endotracheal tube, protects it from moving, kinking or closure by teeth, suitable for all frames. 46 x 100 mm. (RUSSEL-DAVIS). #(OM 175 R) | AESCULAP/ENT-CATALOGUE (B/BRAUN)/ Downs page190. | 30
02-07-02044 | Dissecting sicissors. 180 mm, 7". (METZENBAUM). #(BC 606 R) | AESCULAP/ENT-CATALOGUE (B/BRAUN)/ Downs page190. | 20
02-07-02045 | Tonsil scissors. 180 mm, 7". (BOETTCHER). #(OM 707 R) | AESCULAP/ENT-CATALOGUE (B/BRAUN)/ Downs page202. | 15
02-07-02046 | Tonsil snare. 270 mm, 101/2". (BRUNINGS). #(OM 768 R) | AESCULAP/ENT-CATALOGUE (B/BRAUN)/ Downs page203. | 20
02-07-02047 | Tonsil punches. (HARTMANN).13 mm. #(OM 902 R) | AESCULAP/ENT-CATALOGUE (B/BRAUN)/ Downs page205. | 20
02-07-02048 | Heamostatic forceps, straight. 185 mm, 71/4". (BIRKETT). #(BH 196 R) | AESCULAP/ENT-CATALOGUE (B/BRAUN)/ Downs page206. | 20
02-07-02049 | Tonsil artery forceps. 190 mm 71/2". (NEGUS). #(BH 951 R) | AESCULAP/ENT-CATALOGUE (B/BRAUN)/ Downs page206. | 20
02-07-02050 | Knot tyer. 205 mm, 8". (NEGUS). #(OM 917 R) | AESCULAP/ENT-CATALOGUE (B/BRAUN)/ Downs page208. | 10
02-07-02051 | Adenoid curettes. 200 mm,8". (BARNHILL). #(OM 471 R) | AESCULAP/ENT-CATALOGUE (B/BRAUN)/ Downs page211. | 5
02-07-02052 | Adenoid curettes. 200 mm,8". (BARNHILL). #(OM 472 R) | AESCULAP/ENT-CATALOGUE (B/BRAUN)/ Downs page211. | 5
02-07-02053 | Adenoid curettes. 200 mm,8". (BARNHILL). #(OM 473 R) | AESCULAP/ENT-CATALOGUE (B/BRAUN)/ Downs page211. | 5
02-07-02054 | Adenoid curettes. 200 mm,8". (BARNHILL). #(OM 474 R) | AESCULAP/ENT-CATALOGUE (B/BRAUN)/ Downs page211. | 5
02-07-02055 | Adenoid curette with cage. 212 mm, 81/4". (ST.CLAIR-THOMPSON). #(OM 520 R) | AESCULAP/ENT-CATALOGUE (B/BRAUN)/ Downs page211. | 5
02-07-02056 | Adenoid curette with cage. 212 mm, 81/4". (ST.CLAIR-THOMPSON). #(OM 521 R) | AESCULAP/ENT-CATALOGUE (B/BRAUN)/ Downs page211. | 5
02-07-02057 | Adenoid curette with cage. 212 mm, 81/4". (ST.CLAIR-THOMPSON). #(OM 522 R) | AESCULAP/ENT-CATALOGUE (B/BRAUN)/ Downs page211. | 5
02-07-02058 | Biopsy forceps, for nasopharynx and hypopharynx, malleable shaft, right side opening. (JATHO). #(OM 491 R) | AESCULAP/ENT-CATALOGUE (B/BRAUN)/ Downs page212. | 10
02-07-02059 | Larengeal polypus forceps, to the right. (JURASZ). #(OP 112 R) | AESCULAP/ENT-CATALOGUE (B/BRAUN)/ Downs page222. | 10
02-07-02060 | Pharyngeal forign body forceps. (KALUSKAR). #(OP 057 R) | AESCULAP/ENT-CATALOGUE (B/BRAUN)/ Downs page223. | 10
02-07-02061 | Crycothyreotomy trocar with silver cannula. 130 mm, 5". (UECKERMANN-DENKER). #(FA 090 R) | AESCULAP/ENT-CATALOGUE (B/BRAUN)/ Downs page240. | 10
02-07-02062 | Tracheotomy set, in metal case FA 951 R, consisting of : scalpel, tracheal hook(BT 121 R), sharp. Troussaeau tracheal dilator(FA 005). Luer tracheal tube, German silver(FA 102). Luer tracheal tube, German silver(FA 104). #(FA 950) | AESCULAP/ENT-CATALOGUE (B/BRAUN)/ Downs page244. | 10
02-07-02063 | Laryngoscope (English pattern), cosisting of: 4 blades AN 491 R-AN 494 R, 1 handle AN 460 R, 30 mm diameter, 1 case. (McINTOSH). #(AN 490 R) | AESCULAP/ENT-CATALOGUE (B/BRAUN)/ Downs page253. | 10
02-07-02064 | Scalple Handle. #(BB 080 R) | AESCULAP/ENT-CATALOGUE (B/BRAUN)/ Downs page263. | 20
02-07-02065 | Ligature instrument form E. 260 MM, 101/4". (ROEDER). #(OM 915 C) | AESCULAP/ENT-CATALOGUE (B/BRAUN)/ Downs page208. | 10
02-07-02066 | Needleholder, delicate. 165 mm, 61/2". (DEBAKEY). #(BM 033 R) | AESCULAP/ENT-CATALOGUE (B/BRAUN)/ Downs page139. | 10
02-07-02067 | Rasps, set to cut on up stroke. 9mm. (AUFRICHT). #(OL 410 R) | AESCULAP/ENT-CATALOGUE (B/BRAUN)/ Downs page126. | 10
02-07-02068 | Rasps, double ended, with tungsten carbide inserts. 205 mm, 8". (DUROGRIP). #(OL 421 R) | AESCULAP/ENT-CATALOGUE (B/BRAUN)/ Downs page126. | 5
02-07-02069 | Rasps, double ended, with tungsten carbide inserts. 205 mm, 8". (DUROGRIP). #(OL 423 R) | AESCULAP/ENT-CATALOGUE (B/BRAUN)/ Downs page126. | 5
02-07-02070 | Rasps, double ended, with tungsten carbide inserts. 205 mm, 8". (DUROGRIP). #(OL 425 R) | AESCULAP/ENT-CATALOGUE (B/BRAUN)/ Downs page126. | 5
02-07-02071 | Rasps, double ended, with tungsten carbide inserts. 205 mm, 8". (DUROGRIP). #(OL 427 R) | AESCULAP/ENT-CATALOGUE (B/BRAUN)/ Downs page126. | 5
02-07-02072 | Rasps, double ended, with tungsten carbide inserts. 205 mm, 8". (DUROGRIP). #(OL 429 R) | AESCULAP/ENT-CATALOGUE (B/BRAUN)/ Downs page126. | 5
02-07-02073 | Nasal specula, fiber optic, Universal fitting. 135 mm, 51/4". (KILLIAN). 51 mm. #(OK 065 R) | AESCULAP/ENT-CATALOGUE (B/BRAUN)/ Downs page80. | 5
02-07-02074 | Nasal specula, fiber optic, Universal fitting. 135 mm, 51/4". (KILLIAN).62 mm. #(OK 066 R) | AESCULAP/ENT-CATALOGUE (B/BRAUN)/ Downs page80. | 5
02-07-02075 | Nasal specula, fiber optic, Universal fitting. 135 mm, 51/4". (KILLIAN). 76 mm. #(OK 067 R) | AESCULAP/ENT-CATALOGUE (B/BRAUN)/ Downs page80. | 5
02-07-02076 | Nasal specula, fiber optic, Universal fitting. 135 mm, 51/4". (KILLIAN).89 mm. #(OK 068 R) | AESCULAP/ENT-CATALOGUE (B/BRAUN)/ Downs page80. | 5
02-07-02077 | Clinical Audiometer, with 12 Keys, class I, with puretone audiogram, UCL examination, Monaural speech test, Dichotic speech test, Langenbeck test, SiSi test, Luscher test, Fowler test, Tone decay test, Stenger test, Noise impulse test, Signal to noise speech test. with CD-Player , tape recorder, microphones and loudspeakers all are directly connected. frequency range 125 Hz to 16 kHz. with programming facilities. Free-Aid amplifier. Measurement display. dB control, RS 232, bi-directional interface. dimentions: 48 x 37.2 x 15.5 cm. approx. weight 5.1 kg. with patient microphone for addressing examiner "FF 50", free field system with built-in recess for a CD player (Disc man). 1 block (=100 pcs) speech audiogram cards. with EAR-TONE earphone incl. calibration. and accessories & spare parts with installation and Training. | SIEMENS /model SD 50 | 5
02-07-02078 | Portable tone and Speech Audiometer SD 25/26. With Air conduction threshold measurement up to max. 120dB HL with TDH 39. Bone conduction threshold measurement up to max. 80dB HL with B 71. Narrow band masking up to max. 100 dB HL, manally. SISI test with 5/3/2/1dB - increments occuring automatically with counter for confirmed increments. Speech audiometry through externally connected playback unit, e.g. CD player. Free field audiometry through SDFV 25/26 freefield amplifier and loudspeakers. RS 232 interface. with all accessories and spare parts. /model SD 25/26 | SIEMENS | 5
02-07-02079 | Dornier Medilas Fibertom-(ND:YAG) Laser system and Dornier Medilas D-fibertom. With accessories and spare parts and Training. | DORNIER | 3
02-07-02080 | Spare bulb ,6 Volt , for AC 450. For Head Light. #(AC 458) | Aesculap/Downs E.N.T. Catalogue. | 150
02-07-02081 | Spare bulb ,6 Volt , for AC 461. For Head Light. #(AC 463) | Aesculap/Downs E.N.T. Catalogue. | 150
02-07-02082 | Spare Bulb, 4 volt, for Nystagmus spectacles of 480. #(OF 081) | Aesculap/Downs E.N.T. Catalogue. | 100
02-07-02083 | Conical metal, pipe for use with SH 016 R and SH 018 R. (Syringe). #(SF 019 R) | Aesculap/Downs E.N.T. Catalogue. | 20
02-07-02084 | Aural snare wire. 0,2 mm. #(OF 528 R) | Aesculap/Downs E.N.T. Catalogue. | 100
02-07-02085 | Wire loops for nasal snare. 0,3 mm. #(OK 293 R) | Aesculap/Downs E.N.T. Catalogue. | 100
02-07-02086 | Snare wire in coils of 10 meter. For nasal snare. 0,3 mm. #(OF 520 R) | Aesculap/Downs E.N.T. Catalogue. | 10
02-07-02087 | Snare wires, package of 12 pcs. Sdes unit:DZ=. 0,3 mm. #(OM 750 R) | Aesculap/Downs E.N.T. Catalogue. | 100
02-07-02088 | Snare wires, package of 12 pcs. Sdes unit:DZ=.0,5 mm. #(OM 751 R) | Aesculap/Downs E.N.T. Catalogue. | 30
02-07-02089 | Snare wire in coils of 10 meter. 0,3 mm. #(OF 520 R) | Aesculap/Downs E.N.T. Catalogue. | 10
02-07-02090 | Wick for spirit lamp, sales unit: pz=package of 10 pcs. For spirit lamp. #(OM 077) | Aesculap/Downs E.N.T. Catalogue. | 10
02-07-02091 | Cleaning brush for tracheal tubes. For trocar and silver canula. #(FA 902) | Aesculap/Downs E.N.T. Catalogue. | 20
02-07-02092 | Sterile scalple blades, fitting handles, sales unit: PH 1 package of 100 pcs. For scalple handle. #(BB 515) | Aesculap/Downs E.N.T. Catalogue. | 10
02-07-02093 | Sterile scalple blades, fitting handles, sales unit: PH 1 package of 100 pcs. For scalple handle. #(BB 511) | Aesculap/Downs E.N.T. Catalogue. | 10
02-07-02094 | Sterile scalple blades, fitting handles, sales unit: PH 1 package of 100 pcs. For scalple handle. #(BB 513) | Aesculap/Downs E.N.T. Catalogue. | 10
02-07-02095 | Sterile scalple blades, fitting handles, sales unit: PH 1 package of 100 pcs. For scalple handle.#(BB 510) | Aesculap/Downs E.N.T. Catalogue. | 10
02-07-02096 | Sterile scalple blades, fitting handles, sales unit: PH 1 package of 100 pcs. For scalple handle. #(BB 518) | Aesculap/Downs E.N.T. Catalogue. | 10
02-07-02097 | Sterile scalple blades, fitting handles, sales unit: PH 1 package of 100 pcs. For scalple handle. #(BB 519) | Aesculap/Downs E.N.T. Catalogue. | 10
02-07-02098 | Sterile scalple blades, fitting handles, sales unit: PH 1 package of 100 pcs. For scalple handle. #(BB 536) | Aesculap/Downs E.N.T. Catalogue. | 20
02-07-02099 | Kidney Clamps, (GUYON) 240mm,91/2". #(EF 001R) | Aesculap-General Catalogue-page 516 | 4
02-07-02100 | Kidney Clamps, (GUYON) 230mm,9". #(EF 002R) | Aesculap-General Catalogue-page 517 | 4
02-07-02101 | Kidney Clamps, (GUYON) 230mm,9". #(EF 003R) | Aesculap-General Catalogue-page 518 | 4
02-07-02102 | Kidney Pedicle Clamps. (WERTHEIM-CULLEN) 215mm,81/2". #(BJ 579R) | Aesculap-General Catalogue-page 520 | 4
02-07-02103 | Kidney Pedicle Clamps. (WERTHEIM-CULLEN) 250mm,101/2". #(BJ 381R) | Aesculap-General Catalogue-page 520 | 4
02-07-02104 | Kidney Elevating Forceps-Collin 285mm,111/4". #(ED 405R) | Aesculap-General Catalogue-page 521 | 4
02-07-02105 | Kidney Stone Forceps. (HEIMING) for children, 170mm,63/4". #(EF 047R) | Aesculap-General Catalogue-page 522 | 4
02-07-02106 | Kidney Stone Forceps. (HEIMING) for children, 160mm,63/4". #(EF 048R) | Aesculap-General Catalogue-page 522 | 4
02-07-02107 | Kidney Stone Forceps. (RANDALL), 225mm, 9". #(EF 051R) | Aesculap-General Catalogue-page 522 | 4
02-07-02108 | Kidney Stone Forceps. (RANDALL), 225mm, 9". #(EF 052R) | Aesculap-General Catalogue-page 522 | 4
02-07-02109 | Kidney Stone Forceps. (RANDALL), 225mm, 9". #(EF 053R) | Aesculap-General Catalogue-page 522 | 4
02-07-02110 | Kidney Stone Forceps. (RANDALL), 225mm, 9". #(EF 054R) | Aesculap-General Catalogue-page 522 | 4
02-07-02111 | Bladder Retractors. (MILLIN). #(BV 575R) | Aesculap-General Catalogue-page 524 | 4
02-07-02112 | Bladder Retractors. (MILLIN). #(BV 576R) | Aesculap-General Catalogue-page 524 | 4
02-07-02113 | Bladder Retractors. (MILLIN). #(BV 577R) | Aesculap-General Catalogue-page 524 | 4
02-07-02114 | Bladder Retractors. (MILLIN). #(BV 578R) | Aesculap-General Catalogue-page 525 | 4
02-07-02115 | Bladder Retractors. (Bladder Spatula) (LEGUEU), 260mm, 101/4". #(BV 928R) | Aesculap-General Catalogue-page 524 | 4
02-07-02116 | Genito-Urinary Protatectomy. (MILLIN) Lobe grasping forceps. 245mm,93/4". #(EF 163R) | Aesculap-General Catalogue-page 525 | 4
02-07-02117 | Genito-Urinary Protatectomy. (MILLIN) Bladder Neck Spreader. 285mm,111/4". #(EF 170R) | Aesculap-General Catalogue-page 525 | 4
02-07-02118 | Genito-Urinary Protatectomy. Young-Hryntschak 240mmj,91/2". With 1 needle BM 627R.. #(BM 620R) | Aesculap-General Catalogue-page 526 | 4
02-07-02119 | Genito-Urinary Protatectomy. Prostate Lobe Forceps. Lithotomy forceps. 245mm, 93/4". #(EF 180R) | Aesculap-General Catalogue-page 526 | 4
02-07-02120 | Genito-Urinary Protatectomy. Prostate Lobe Forceps. Lithotomy forceps. 245mm, 93/4". #(EF 181R) | Aesculap-General Catalogue-page 526 | 4
02-07-02121 | Genito-Urinary Protatectomy. Prostate Lobe Forceps. (YOUNG) forceps. 205mm, 8". #(EF 161R) | Aesculap-General Catalogue-page 526 | 4
02-07-02122 | Genito-Urinary Protatectomy. Prostate Lobe Forceps. URETIC forceps. 205mm, 91/2". #(EF 070R) | Aesculap-General Catalogue-page 526 | 4
02-07-02123 | Penis Clamp. Strauss 130mm,51/8". #(EF 401R) | Aesculap-General Catalogue-page 527 | 4
02-07-02124 | Spermatic Cord Fixation Clamp. 145mm,53/4". #(EF 195R) | Aesculap-General Catalogue-page 527 | 4
02-07-02125 | Hook for the spsermatic cord, 165mm.61/2". #(EF 126R) | Aesculap-General Catalogue-page 527 | 4
02-07-02126 | Foreign Body Forceps (MATHIEU). 190mm,71/2". #(EF 928R) | Aesculap-General Catalogue-page 528 | 4
02-07-02127 | Male Catheters -Metal-. 920mm,111/2". #(EF 208C) | Aesculap-General Catalogue-page 529 | 4
02-07-02128 | Male Catheters -Metal-. 920mm,111/2". #(EF 209C) | Aesculap-General Catalogue-page 529 | 4
02-07-02129 | Male Catheters -Metal-. 920mm,111/2". #(EF 210C) | Aesculap-General Catalogue-page 529 | 4
02-07-02130 | Male Catheters -Metal-. 920mm,111/2". #(EF 211C) | Aesculap-General Catalogue-page 529 | 4
02-07-02131 | Male Catheters -Metal-. 920mm,111/2". #(EF 212C) | Aesculap-General Catalogue-page 529 | 4
02-07-02132 | Male Catheters -Metal-. 920mm,111/2". #(EF 213C) | Aesculap-General Catalogue-page 529 | 4
02-07-02133 | Male Catheters -Metal-. 920mm,111/2". #(EF 214C) | Aesculap-General Catalogue-page 529 | 4
02-07-02134 | Male Catheters -Metal-. 920mm,111/2". #(EF 215C) | Aesculap-General Catalogue-page 529 | 4
02-07-02135 | Male Catheters -Metal-. 920mm,111/2". #(EF 216C) | Aesculap-General Catalogue-page 529 | 4
02-07-02136 | Male Catheters -Metal-. 920mm,111/2". #(EF 217C) | Aesculap-General Catalogue-page 529 | 4
02-07-02137 | Male Catheters -Metal-. 920mm,111/2". #(EF 218C) | Aesculap-General Catalogue-page 529 | 4
02-07-02138 | Male Catheters -Metal-. 920mm,111/2". #(EF 219C) | Aesculap-General Catalogue-page 529 | 4
02-07-02139 | Male Catheters -Metal-. 920mm,111/2". #(EF 220C) | Aesculap-General Catalogue-page 529 | 4
02-07-02140 | Female Catheters -Metal- .160mm,61/4". #(EF 306C) | Aesculap-General Catalogue-page 529 | 4
02-07-02141 | Female Catheters -Metal- .160mm,61/4". #(EF 307C) | Aesculap-General Catalogue-page 529 | 4
02-07-02142 | Female Catheters -Metal- .160mm,61/4". #(EF 308C) | Aesculap-General Catalogue-page 529 | 4
02-07-02143 | Female Catheters -Metal- .160mm,61/4". #(EF 309C) | Aesculap-General Catalogue-page 529 | 4
02-07-02144 | Female Catheters -Metal- .160mm,61/4". #(EF 310C) | Aesculap-General Catalogue-page 529 | 4
02-07-02145 | Female Catheters -Metal- .160mm,61/4". #(EF 311C) | Aesculap-General Catalogue-page 529 | 4
02-07-02146 | Female Catheters -Metal- .160mm,61/4".#(EF 312C) | Aesculap-General Catalogue-page 529 | 4
02-07-02147 | Female Catheters -Metal- .160mm,61/4". #(EF 313C) | Aesculap-General Catalogue-page 529 | 4
02-07-02148 | Female Catheters -Metal- .160mm,61/4". #(EF 314C) | Aesculap-General Catalogue-page 529 | 4
02-07-02149 | Female Catheters -Metal- .160mm,61/4". #(EF 316C) | Aesculap-General Catalogue-page 529 | 4
02-07-02150 | Female Catheters -Metal- .160mm,61/4". #(EF 317C) | Aesculap-General Catalogue-page 529 | 4
02-07-02151 | Female Catheters -Metal- .160mm,61/4". #(EF 318C) | Aesculap-General Catalogue-page 529 | 4
02-07-02152 | Catheter Guide Introducer. 365mm,141/2" (GUYON). #(EF 492C) | Aesculap-General Catalogue-page 529 | 4
02-07-02153 | Urethral Bougies and dilating Sounds. 345mm,133/4". #(EF 638R) | Aesculap-General Catalogue-page 530 | 4
02-07-02154 | Urethral Bougies and dilating Sounds. 345mm,133/4". #(EF 639R) | Aesculap-General Catalogue-page 530 | 4
02-07-02155 | Urethral Bougies and dilating Sounds. 345mm,133/4". #(EF 640R) | Aesculap-General Catalogue-page 530 | 4
02-07-02156 | Urethral Bougies and dilating Sounds. 345mm,133/4". #(EF 641R) | Aesculap-General Catalogue-page 530 | 4
02-07-02157 | Urethral Bougies and dilating Sounds. 345mm,133/4". #(EF 642R) | Aesculap-General Catalogue-page 530 | 4
02-07-02158 | Urethral Bougies and dilating Sounds. 345mm,133/4". #(EF 643R) | Aesculap-General Catalogue-page 530 | 4
02-07-02159 | Urethral Bougies and dilating Sounds. 345mm,133/4". #(EF 644R) | Aesculap-General Catalogue-page 530 | 4
02-07-02160 | Urethral Bougies and dilating Sounds. 345mm,133/4". #(EF 645R) | Aesculap-General Catalogue-page 530 | 4
02-07-02161 | Urethral Bougies and dilating Sounds. 345mm,133/4". #(EF 646R) | Aesculap-General Catalogue-page 530 | 4
02-07-02162 | Urethral Bougies and dilating Sounds. 345mm,133/4". #(EF 647R) | Aesculap-General Catalogue-page 530 | 4
02-07-02163 | Urethral Bougies and dilating Sounds. 345mm,133/4". #(EF 648R) | Aesculap-General Catalogue-page 530 | 4
02-07-02164 | Urethral Bougies and dilating Sounds. 345mm,133/4". #(EF 649R) | Aesculap-General Catalogue-page 530 | 4
02-07-02165 | Urethral Bougies and dilating Sounds. 345mm,133/4". #(EF 650R) | Aesculap-General Catalogue-page 530 | 4
02-07-02166 | Urethral Bougies and dilating Sounds. 345mm,133/4". #(EF 651R) | Aesculap-General Catalogue-page 530 | 4
02-07-02167 | Urethral Bougies and dilating Sounds. 345mm,133/4". #(EF 652R) | Aesculap-General Catalogue-page 530 | 4
02-07-02168 | Urethral Bougies and dilating Sounds. 345mm,133/4". #(EF 653R) | Aesculap-General Catalogue-page 530 | 4
02-07-02169 | Urethral Bougies and dilating Sounds. 345mm,133/4". #(EF 654R) | Aesculap-General Catalogue-page 530 | 4
02-07-02170 | Urethral Bougies and dilating Sounds. 345mm,133/4". #(EF 655R) | Aesculap-General Catalogue-page 530 | 4
02-07-02171 | Urethral Bougies and dilating Sounds. 345mm,133/4". #(EF 656R) | Aesculap-General Catalogue-page 530 | 4
02-07-02172 | Urethral Bougies and dilating Sounds. 345mm,133/4". #(EF 657R) | Aesculap-General Catalogue-page 530 | 4
02-07-02173 | Urethral Bougies and dilating Sounds. 345mm,133/4". #(EF 658R) | Aesculap-General Catalogue-page 530 | 4
02-07-02174 | Urethral Bougies and dilating Sounds. 345mm,133/4". #(EF 659R) | Aesculap-General Catalogue-page 530 | 4
02-07-02175 | Urethral Bougies and dilating Sounds. 345mm,133/4". #(EF 660R) | Aesculap-General Catalogue-page 530 | 4
02-07-02176 | Circumcision Clamps. (WINKELMANN). #(EF 965R) | Aesculap-General Catalogue-page 532 | 4
02-07-02177 | Circumcision Clamps. (WINKELMANN). #(EF 966R) | Aesculap-General Catalogue-page 532 | 4
02-07-02178 | Circumcision Clamps. (WINKELMANN). #(EF 967R) | Aesculap-General Catalogue-page 532 | 4
02-07-02179 | Multiple Urologic Procedures (Versa Pluse) (Holmium Laser) for multiple urologic applications. Including :- 1-Holmium prostatectomy. 2-Laser Lithotripsy. 3-Superficial bladder carcinomas. 4-Urethral and ureteral strictures. 5-Upper tract urethelial tumers. 6-Fragmentation of all urinary calculi. Nd:YAG option in the dual wavelength Laser provides a deeper thermal effect for added treatment. with training, installation and spare parts. | COHERENT Medical Group | 1
02-07-02180 | Modularis Endo System for Endourology. Solid component connections for safety and dependability, Durability and along working life protection. Simple handling for efficient use. Smooth and easy movement of all parts for precision and processing using standerized procedures. With MUT Modularis, Endo-VIP-video Image processor, CCD Endocam, 300W xenon light source, High flow CO2 insuflator (with two cylinders), Suction -irrigation pump, Monitors, Video recoder & printer. Telescopes, working elements, Sheaths and any other accessories, tools & equipment for doing Cysto-Urethroscopy, transurethral Resection (TUR), Uretero-Renoscopy, Pediatric Urology and stone disease management. Including MODULARIS Uro endourology table, Siremobile Iso-C for fluoroscopy, Sonoline prima for ultrasound with all acessories, consumable and spare parts for one year. Installation, two years maintenace contract after the first year of warranty and Training for 4 doctors and two engineers. | Siemens | 1
02-07-02181 | Sonoace 8800 digital (GAIA) with probes (3.5convex. 1400/10R, 6.5 MHz (neonate) 3.0MHz convex 600/30R (Cardiac) 7.5MHz linear 40mm, 7.5 MHz , linear 60mm. Digital beamforming technology. Pixel-based focusing. Digital processing through ASICs. Image filing with sonoview. OTI, optimized tissue Imaging . Pentium PC-based system(windows-NT) (power point) PD/CD-ROM Drive. Dicon standard. cardiac software. Muse -medical ultrasound. 3D capability.installation and training. | KERTZ (TECHNIK) | 1
02-07-02182 | Manipler. (Skin stapler) - disposable each with 35 PCS (35W). #(S-2) | MANI inc. | 20
02-07-02183 | Modularis Uro Multipurpose Endourology table DATA. #(A9001-M15 40-G842-01-7600) | Siemens | 2
02-07-02184 | Multifunctional urological workstation.(DORNIER opus.) with accessories and full options with Dornier Med Tech service center including flexible innovative table, central remote control pannel, local operation and urological accessories standard and full optional.with installation and training. | Dornier Medtech | 1
02-07-02185 | Cutting loop. #(51.03859) | Scholly / Germany | 20
02-07-02186 | Working Unit (active) / fiberoptic GMBH. #(41.0479a) | Scholly / Germany | 2
02-07-02187 | Sterilizing Hand grip for C 450 with Chromo Vision AF camera system.. #(CD 847-45) | BRCHTOLD | 4
02-07-02188 | Apnea monitors, Automatic sensitivity adjust (for infant, adult, home, hospital), visual/audible breath indicator, including one year waranty, with breathing stimulator that automatically applies mechanical vibrations to the infant to assist the restart of breathing, and computerized digital CVA filter removes, cardiogenic atrifact from the respiration signal, Breath-Weighting system to help detect apnea accurately, remote alarm, soft carrying case, self test, safety cable leads. stand alone configuaration. with all the accessories and spare parts. | BERTOCCHI-GB 62A, COROMETRICS-500EXL | 3
02-07-02189 | Aspirators, Uterine. Mobile, suction system type is 2 stagged double-diaphragm pump; vaccum range: 0-740. Curetes; plastic type. Rigid and flexible, tuloing size (0.25", 0.375", 0.5"), length 1.8 m. with collection boltles (2) and capacity of 1.400 ml, trap bottle (480 ml), disposable bottles. dimentions 58.4 x 38.1 x 30.5 cm. weight: 34 kg. stainless steel top, raised bottles; cabinet, pneu,matic foot switch, solenoid valve conductive rubber castors, automatic vaccume releax, assorted aterile disposable, general purpose pump. with all accessories and spare parts. | BERKELEY MEDEVICES | 2
02-07-02190 | Maternal/Fetal Monitors . With monitor capabilities, ultrasound doppler 1.029 mHz with FHR 50-210 bpm, FHR variability, with uterine activity, external and internal out put signals; analog HR1,HR2,UA,Digital. Computer interface R5 485, opt RS 232. Telemetry feature, Doppler, ECG, toco, w/integral headphone. Display features: digital FHR, digital UA, HR alarm, with central display, dimentions:(H X W X D) 19.7 X 30.8 X 31.1 cm. weight: 6.1 kg. with chart paper annotation from computer system, modem, telemetry, computer interface, paper out memory, for HR1, HR2,UA,SPO2 interface (grapgic plot), for 2-patients monitors. card reading, wireless transducer and fetal movement profile are pending FDA clearance. with all accessories and spare parts. | Marquette HELLIGE | 2
02-07-02191 | Oximeters, Pulse. It displays LCD with back light, SPO2, pulse rate menu status. With audio visual and visual alarm. Self-test mode, probe type: flex and disposable for different ages, ear, finger, universal. Patient range for neonates, infant, adult, pediatric. external out put digital. dimentions: (H X W X D) 13 x 6.5 x 2.2 cm. weight: 0.25 kg. with extra numbers of batteries, sensor, with extra replacement probes (4). and all accessories and spare parts. |  | 2
02-07-02192 | Manual Pulmonary Resuscitators (AMBU). For babies and neonates. Cuff type, foam and inflatable, with transparant valve, maximmum stroke volume (300 ml) can be sterilized by autoclave, boil, pasteurize, solutions. Bag diam: 7.6 cm. Length: 24.8 cm. Weight: 170.1 g. |  | 10
02-07-02193 | Warmer, Radiant,Infant, Mobile, Stationary . Integral bassinet. Heat control, automatic. Range (34-37.90C). 0.10C resolution. With heator indicator. Horizontal LED bar. Alarm, tempreature manual, automatic test sequence or start-up. radiant heat source, 600 W quart. examination lights > 100 ft candles. with phototherapy unit. dimentions: (H X W X D) 201 x 71 x 116.8 cm. weight: 84 kg. with all accessories and spare parts. #(11 CS Delivery Room) | (AIR-SHIELDS) | 16
02-07-02194 | Handheld Ultrasonic Scanner (AUSONICS) portable. With probes, (2.5, 3.5,5.0,7.5 mHz) mechanical sector, 7.5 fluid offset, 7.5 endo vaginal, 7.5 biplane endorectal (all probe operate at 3 frequencies) scan modes: B,B+B, M,B+M, ECG, Doppler, B+Doppler. obstetrics analysis, extensive including growth curves, twin analysis package, can store 256 images. monitor size; 18". input/output; video in/out, audio in/out printer. dimentions: (H X W X D) 22 X 48 X 50 cm. weight: 18 kg. | AUSONICS | 2
02-07-02195 | Hospital Waste incinerator. Flue Gas System. For incination of (plastic, cloth, textiles, fiberglass materials, wood, oily sludges, packind material, HEPA filters, paper, resin, cardbord, depleted activated charcoal). Specific heat content of waste. continuously operating cycle. capable of handeling waste items for 300 bed hospitals. | ENVIKRAFT/ or any other supplier. | 2
02-07-02196 | Maternal/Fetal Monitor. With dual ultrasound (9 crystal design). Large Wide-Angle Display. Fetal ECG (FECG). Uterine Activity. User-Friendly & Comfortable interface. Non Invasive Blood pressure. Maternal Pulse Oximetry. Built-in Memory for trends: shows maternal vital signs, values and trends. Pper-Save mode. Maternal ECG (real-time QRS waveform display, with 3-lead selection. Printing of maternal heart rate. Trim Knob. with fetal pulse oximetry. fetal movement detection, complete perinatal information system. with all accessories, spare parts and training. | Marquette HELLIGE | 4
02-07-02197 | Haydraulic Bed (medifa MAT 5000). For ambulane, operation rooms with all accessories and spare parts. With Head-calotte; including fastening means. #(51110), with guide rails, cushion electric conductive l=645, w=245 mms.. #(51230), With head plate, small adjustable.. #(51130), With arm-rest, large, tillting.. #(51220), With infusion holder. #(51800), With head plate, large. #(51140), With hand fastenings.. #(82400), With body and leg fastening. #(51405), With head plate, small. #(51120), With arm rest, short. #(51210), With narcosis-bow. #(51750), With leg rest, divided (pair), tiltable via gas spring, swingable, x-ray permeable, integral foam uphdslery.. #(51610). | medifa through ODELGA | 20
02-07-02198 | Examination Chair. Powered coated RAL 9002. Electromotive height adjustable from 55 to 85 cm. Comfortable accessible by big lift range. Electric tilting facility. Pneumatic adjustment of back rest. Shock position. Extensible stainless steel dish. Folding foot step. handrests. paper roll holder, Legrests with plastic padding (pair). #(858), Legrest "Gopel" (pair). #(859), Stainless steel heel brackets (pair). #(860), Stainless steel brackets lengths adjustable (pair). #(860.001). | PANNO MED/through ODELGA. | 10
02-07-02199 | Surgical Diode Laser for clinics and practice, with spare parts for 2 years, accessories and training for 2 doctors & engineers | Zeiss | 2
02-07-02200 | Electric Suction Pump. Portable. Free membrane pump. 20 litres/min pump capacity. Maximmum vaccum: 80%. With 7 and 11 mm passage with tubing set and cover fittings. #(GF 060), Suction Jar,2 l. #(GF 540), Suction Jar cover with standard suction nipple, with 2 m long suction hose (inside diam. 7 mm), steam-sterilizable up to 3 bar (1430C). #(GF 533) , Suction Jar cover with wide-lumen suction nipple. With 2 m long suction hose (inside diam. 11 mm), steam-sterilizable up to 3 bar (1430C). #(GF 534), Suction hose made of silicone. Supplied by meter. #(GF 573), Suction hose made of silicone. Supplied by meter. #(GF 575), Holder for paper filters GF 559. #(GF 558), Paper filters, nonsterile (package of 25 pieces). #(GF 559) | AESCULAP /B/BRAUN | 2
02-07-02201 | Colposcope. (KSK 5). MOBILE, KSK 5-Microscope with 5-step magnification charger. Working distance = 300 mm. Binocular tube, wide field inclined tube 30 with 16X eye pieces ilumination 6 V, 20 W halogen illuminating or fiber optic 12 V, 100 W. with green or yellow filter. weight about 30 kg (with floor stand). consisting of: transformer, Mains cable, can be divered with fiber optic 12 V , 100 W. with accessories: objective f =200 mm. objective f =250 mm. objective f = 400 mm. Beam splitter 50/50. co-observation tube. cylinder clamp. clow clamp. TV adapter with iris diaphragm. photo adapter. photo equipment complete. TV equipment complete. mobile floor stand with 5 castors (2X with step). with extra 10 bulbs, installation. #(6005-001-20) | SFBN CETI / Belgium | 2
02-07-02202 | Diagnostic Ultrasound System. (SONOACE 9900), Multibeam 3D ultrasound. With probes: (L5-121R, C2-51R, S-VDW5-8B) 8 of each. and with condom for covering vaginal probes. And probes: (P3 7AC, EC4-9ES, P2-5AC, S-VAW4-7, CW 2.0) 8 of each.. With all accessories, spare parts and training. | KERTZ TECHNIK | 2
02-07-02203 | Senator 30 (AMEDA Egnell). Suction pumps, portable aspiration station for medical and dental applications. Dimentions: (H X W X D) 345 x 245 x 282 mm. Weight: 7.6 kg. Class 1 crounded, BF, IP1. Mobile for AP Approval and zone M exclusion. With all accessories and spare parts. | AMEDA through ODELGA | 2
02-07-02204 | Oxygen Generator (Oxy plus 99). #(CE 150 9002/EN 4600) | Technologe Medicale CE 150 9002/EN4600 | 10
02-07-02205 | Compact 7600, Digital Mobile C-ARM. #(File C 700) | OEC-Medical system inc. | 1
02-07-02206 | Combison 301. #(C.1412) | KERTZ TECHNIK | 1
02-07-02207 | Straight intra hand piece. No key need for tightening. For burns, drills and welters with a shank diam. Of 2.35mm, with transmission 1:1 (speed 0-27000 rpm). #(GD450R) | AESCULAP/Gynaecological and obst. Instrument catalogue. | 1
02-07-02208 | Cone knives for "Ring" Biopsy. Scalple handle, angular curved. #(BB 079R) | AESCULAP/Gynaecological and obst. Instrument catalogue. | 2
02-07-02209 | Ph = 1 PACKAGE OF 100 PIECES. #(BB 540) | AESCULAP/Gynaecological and obst. Instrument catalogue. | 50
02-07-02210 | Cone knives for "Ring" Biopsy. 230 mm, 9". #(BA 625R) | AESCULAP/Gynaecological and obst. Instrument catalogue. | 2
02-07-02211 | I.U.D. reviwing hook 320 mm, 121/2". (SAUNDERS). #(ER 002R) | AESCULAP/Gynaecological and obst. Instrument catalogue. | 2
02-07-02212 | Biopsy Curettes. Endometerial biopsy curettes 240mm, 91/2". NOVAK-SCHOECKAERT. #(ER 011R) | AESCULAP/Gynaecological and obst. Instrument catalogue. | 2
02-07-02213 | Biopsy Curettes. Endometerial biopsy curettes 270mm, 103/4". MOD.MUCHEN. #(ER 017R) | AESCULAP/Gynaecological and obst. Instrument catalogue. | 2
02-07-02214 | Endocervical biopsy curettes (GUSBERG) 240mm, 91/2". #(ER 021R) | AESCULAP/Gynaecological and obst. Instrument catalogue. | 1
02-07-02215 | Endocervical biopsy curettes (GUSBERG) 240mm, 91/2". #(ER 022R) | AESCULAP/Gynaecological and obst. Instrument catalogue. | 1
02-07-02216 | Endocervical biopsy curettes (GUSBERG) 240mm, 91/2". #(ER 023R) | AESCULAP/Gynaecological and obst. Instrument catalogue. | 1
02-07-02217 | Biopsy forceps. FAURE, 240mm, 91/2". #(ER 055R) | AESCULAP/Gynaecological and obst. Instrument catalogue. | 2
02-07-02218 | Biopsy forceps. SCHUMACHER, 240mm, 91/2". #(ER 061R) | AESCULAP/Gynaecological and obst. Instrument catalogue. | 2
02-07-02219 | Biopsy forceps. Suitable for colposcopy. SCHUMACHER. 240mm, 91/2". #(ER 063R) | AESCULAP/Gynaecological and obst. Instrument catalogue. | 2
02-07-02220 | Salpingograph, for utero-salpingography in wooden case, sonsist of: (manometer only ER 823C, connection only without manometer ER 824C, uterine cannula with tap without care ER 825C, cone only small ER 826C, cone only medium ER 827C, cone only large ER 828C). #(ER 820C) | AESCULAP/Gynaecological and obst. Instrument catalogue. | 2
02-07-02221 | Salpingograph, like ER 820C but without manometer. (SCHULZE). #(ER 822C) | AESCULAP/Gynaecological and obst. Instrument catalogue. | 2
02-07-02222 | Uterine Cannulae. (LEECH-WILKINSON) 265mm, 101/2". #(ER 871R-ER 873R) | AESCULAP/Gynaecological and obst. Instrument catalogue. | 2
02-07-02223 | Uterine Canulae, irrigation catheter with detachlle cone. (BEHRMAN). 305mm, 12". #(ER 875) | AESCULAP/Gynaecological and obst. Instrument catalogue. | 2
02-07-02224 | Sponge-and Dressing Forceps. Without ratchet. (GROSS). 180 mm, 7". #(BF 030R - BF 031R) | AESCULAP/Gynaecological and obst. Instrument catalogue. | 2
02-07-02225 | Sponge-and Dressing Forceps. Without ratchet. (DUPLAY). 190 mm, 71/2". #(OM 485R) | AESCULAP/Gynaecological and obst. Instrument catalogue. | 2
02-07-02226 | Sponge-and Dressing Forceps. Without ratchet. (GROSS). 200 mm,8". #(BF 047R) | AESCULAP/Gynaecological and obst. Instrument catalogue. | 2
02-07-02227 | Sponge Dressing and Washing forceps. (AESCULAP) 220mm, 83/4". #(BF 061R) | AESCULAP/Gynaecological and obst. Instrument catalogue. | 2
02-07-02228 | Sponge Dressing and Washing forceps. (ULRICH-AESCULAP) 265mm, 101/2". #(BF 062R) | AESCULAP/Gynaecological and obst. Instrument catalogue. | 2
02-07-02229 | Sponge and dressing forceps. 280mm, 11"(SIMS-MAIER). #(BF 076R - BF 077R) | AESCULAP/Gynaecological and obst. Instrument catalogue. | 2
02-07-02230 | Scissors for deep operations and for Gynaecology. (SIMS) 200mm, 8". #(BC 721R) | AESCULAP/Gynaecological and obst. Instrument catalogue. | 4
02-07-02231 | Scissors for deep operations and for Gynaecology. (SIMS) 200mm, 8". #(BC 741R) | AESCULAP/Gynaecological and obst. Instrument catalogue. | 4
02-07-02232 | Scissors for deep operations and for Gynaecology. (SIMS) 200mm, 8". #(BC 726R) | AESCULAP/Gynaecological and obst. Instrument catalogue. | 4
02-07-02233 | Scissors for deep operations and for Gynaecology. (SIMS) 200mm, 8". #(BC 731R) | AESCULAP/Gynaecological and obst. Instrument catalogue. | 12
02-07-02234 | Scissors for deep operations and for Gynaecology. (SIMS) 210mm, 81/4". #(BC 708R) | AESCULAP/Gynaecological and obst. Instrument catalogue. | 10
02-07-02235 | Scissors for deep operations and for Gynaecology. (WERTHEIM) 210mm, 81/4". #(BC 702R) | AESCULAP/Gynaecological and obst. Instrument catalogue. | 10
02-07-02236 | Scissors for deep operations and for Gynaecology. (WERTHEIM) 210mm, 81/4". #(BC 704R) | AESCULAP/Gynaecological and obst. Instrument catalogue. | 10
02-07-02237 | Uterine Scissors, 245mm, 93/4". (BOZEMANN). #(BC 760R) | AESCULAP/Gynaecological and obst. Instrument catalogue. | 5
02-07-02238 | Uterine Scissors, 220mm, 83/4". (BOZEMANN). #(BC 761R) | AESCULAP/Gynaecological and obst. Instrument catalogue. | 5
02-07-02239 | Parametrium Scissors 240mm, 91/2". (KIEBACK). #(BC 763R) | AESCULAP/Gynaecological and obst. Instrument catalogue. | 5
02-07-02240 | Parametrium Scissors. With ball-paint, curred to side 260mm, 101/4". (KIEBACK). #(BC 764R) | AESCULAP/Gynaecological and obst. Instrument catalogue. | 5
02-07-02241 | Abdominal Scissors. 160mm, 61/4". #(BC 772R) | AESCULAP/Gynaecological and obst. Instrument catalogue. | 6
02-07-02242 | Dissecting Scissors, 230mm, 9". (WERTHEIM). #(BC 293R) | AESCULAP/Gynaecological and obst. Instrument catalogue. | 6
02-07-02243 | Hysterectomy Scissors, strongly curved, fitting parametrium clamps BJ 551R and BJ 552R. #(BC 551R - BC 552R) | AESCULAP/Gynaecological and obst. Instrument catalogue. | 4
02-07-02244 | Peritoneum Forceps, (BABY-MIKULICZ). 140mm, 51/2". #(BJ 300R) | AESCULAP/Gynaecological and obst. Instrument catalogue. | 3
02-07-02245 | Peritoneum Forceps, (BABY-MIKULICZ). 245mm, 93/4". #(BJ 312R) | AESCULAP/Gynaecological and obst. Instrument catalogue. | 3
02-07-02246 | Peritoneum Forceps, (BABY-MIKULICZ). 205mm, 8". #(BJ 314R) | AESCULAP/Gynaecological and obst. Instrument catalogue. | 3
02-07-02247 | Peritoneum Forceps, (BABY-MIKULICZ). 185mm, 71/4". #(BJ 315R) | AESCULAP/Gynaecological and obst. Instrument catalogue. | 3
02-07-02248 | Hysterectomy Forceps. (PHANEUF). 210mm, 81/4". #(BJ 500R) | AESCULAP/Gynaecological and obst. Instrument catalogue. | 4
02-07-02249 | Hysterectomy Forceps. (PHANEUF). 205mm, 8". #(BJ 501R) | AESCULAP/Gynaecological and obst. Instrument catalogue. | 4
02-07-02250 | Hysterectomy Forceps. (MAINGOT). 205mm, 8". #(BJ 517R) | AESCULAP/Gynaecological and obst. Instrument catalogue. | 4
02-07-02251 | Hysterectomy Forceps. (MAINGOT). 250mm, 10". #(BJ 519R) | AESCULAP/Gynaecological and obst. Instrument catalogue. | 4
02-07-02252 | Hysterectomy Forceps. (MAINGOT). 200mm, 8". #(BJ 536R) | AESCULAP/Gynaecological and obst. Instrument catalogue. | 4
02-07-02253 | Hysterectomy Forceps. (HEANEY-MODIF). 205mm, 8". #(BJ 520R) | AESCULAP/Gynaecological and obst. Instrument catalogue. | 4
02-07-02254 | Hysterectomy Forceps. (HEANEY). 195mm, 73/4". #(BJ 522R) | AESCULAP/Gynaecological and obst. Instrument catalogue. | 4
02-07-02255 | Hysterectomy Forceps. (WIENER MODELL). 220mm, 83/4". #(BJ 526R) | AESCULAP/Gynaecological and obst. Instrument catalogue. | 4
02-07-02256 | Hysterectomy-and Haemostatic Forceps. (WERTHEIM), 235mm, 91/4". #(BJ 506R) | AESCULAP/Gynaecological and obst. Instrument catalogue. | 4
02-07-02257 | Hysterectomy-and Haemostatic Forceps. (WERTHEIM), 235mm, 91/4". #(BJ 507R) | AESCULAP/Gynaecological and obst. Instrument catalogue. | 4
02-07-02258 | Hysterectomy-and Haemostatic Forceps. (SEGOND-LANDAU), 240mm, 93/4". #(BJ 509 R) | AESCULAP/Gynaecological and obst. Instrument catalogue. | 4
02-07-02259 | Hysterectomy-and Haemostatic Forceps. (SEGOND), 240mm, 91/2". #(BJ 540R) | AESCULAP/Gynaecological and obst. Instrument catalogue. | 6
02-07-02260 | Hysterectomy-and Haemostatic Forceps. (HOLZBACH), 245mm, 93/4". #(BJ 541R) | AESCULAP/Gynaecological and obst. Instrument catalogue. | 6
02-07-02261 | Hysterectomy-and Haemostatic Forceps. (HOLZBACH), 245mm, 93/4". #(BJ 510R) | AESCULAP/Gynaecological and obst. Instrument catalogue. | 4
02-07-02262 | Hysterectomy-and Haemostatic Forceps. (HOLZBACH), 245mm, 93/4". #(BJ 511R) | AESCULAP/Gynaecological and obst. Instrument catalogue. | 4
02-07-02263 | Hysterectomy-and Haemostatic Forceps. (GWILLAM), teeth 200mm, 8". #(BJ 534R) | AESCULAP/Gynaecological and obst. Instrument catalogue. | 6
02-07-02264 | Hysterectomy-and Haemostatic Forceps. (GWILLAM), teeth 200mm, 8". #(BJ 535R) | AESCULAP/Gynaecological and obst. Instrument catalogue. | 6
02-07-02265 | Hysterectomy-and Haemostatic Forceps. (BERKELEY-BONNEY), teeth 200mm, 8". #(BJ 537R) | AESCULAP/Gynaecological and obst. Instrument catalogue. | 6
02-07-02266 | Hysterectomy Forceps and Vaginal Clamps, (HEANEY). 225mm, 9". #(BJ 530R) | AESCULAP/Gynaecological and obst. Instrument catalogue. | 4
02-07-02267 | Hysterectomy Forceps and Vaginal Clamps, (HEANEY). 220mm, 83/4". #(BJ 531R) | AESCULAP/Gynaecological and obst. Instrument catalogue. | 4
02-07-02268 | Hysterectomy Forceps and Vaginal Clamps, (HEANEY). 215mm, 81/2". #(BJ 532R) | AESCULAP/Gynaecological and obst. Instrument catalogue. | 4
02-07-02269 | Parametrium Clamps. (WERTHEIM). 250mm, 10" . #(BJ 550R) | AESCULAP/Gynaecological and obst. Instrument catalogue. | 4
02-07-02270 | Parametrium Clamps. (WERTHEIM). 245mm, 93/4". #(BJ 551R) | AESCULAP/Gynaecological and obst. Instrument catalogue. | 4
02-07-02271 | Parametrium Clamps. (WERTHEIM). 240mm, 91/2". #(BJ 552R) | AESCULAP/Gynaecological and obst. Instrument catalogue. | 4
02-07-02272 | Parametrium Clamps. (WERTHEIM). 220mm, 83/4". #(BJ 553R) | AESCULAP/Gynaecological and obst. Instrument catalogue. | 4
02-07-02273 | Hysterectomy Forceps, (WERTHEIM). 255mm, 10". #(BJ 574R) | AESCULAP/Gynaecological and obst. Instrument catalogue. | 4
02-07-02274 | Hysterectomy Forceps, (WERTHEIM). 260mm, 101/4". #(BJ 576R) | AESCULAP/Gynaecological and obst. Instrument catalogue. | 4
02-07-02275 | Parametrium Clamp, short jaw part, (BURKE). 250mm, 10". #(BJ 560R) | AESCULAP/Gynaecological and obst. Instrument catalogue. | 2
02-07-02276 | Clamps and Compression Forceps. (DICK). 265mm, 101/2". #(FB 957R) | AESCULAP/Gynaecological and obst. Instrument catalogue. | 4
02-07-02277 | Clamps and Compression Forceps. (WERTHEIM-CULLIEN). 215mm, 81/2". #(BJ 579R) | AESCULAP/Gynaecological and obst. Instrument catalogue. | 2
02-07-02278 | Clamps and Compression Forceps. (WERTHEIM-CULLIEN). 230mm, 9". #(FB 954R) | AESCULAP/Gynaecological and obst. Instrument catalogue. | 2
02-07-02279 | Needle-Holders (HEGAR-MAYO). #(BM 065R) | AESCULAP/Gynaecological and obst. Instrument catalogue. | 6
02-07-02280 | Needle-Holders (HEGAR-MAYO). #(BM 069R) | AESCULAP/Gynaecological and obst. Instrument catalogue. | 6
02-07-02281 | Needle-Holders (HEGAR-MAYO-SEELEY). 200mm, 8". #(BM 022R) | AESCULAP/Gynaecological and obst. Instrument catalogue. | 6
02-07-02282 | Needle Holders, heavy patterns. (HEGAR) 205mm, 8". #(BM 077R) | AESCULAP/Gynaecological and obst. Instrument catalogue. | 6
02-07-02283 | Needle-Holders (WERTHEIM). 200mm, 8". #(BM 100R) | AESCULAP/Gynaecological and obst. Instrument catalogue. | 6
02-07-02284 | Needle-Holders (STRATTE). 210mm, 81/4". #(BM 095R) | AESCULAP/Gynaecological and obst. Instrument catalogue. | 6
02-07-02285 | Needle-Holders S-Shaped. 215mm 81/2". #(BM 082R) | AESCULAP/Gynaecological and obst. Instrument catalogue. | 6
02-07-02286 | Needle-Holders (HEANEY). 200mm, 8". #(BM 081R) | AESCULAP/Gynaecological and obst. Instrument catalogue. | 6
02-07-02287 | Needle-Holders (WANGENSTEEN). 275mm, 103/4". #(BM 042R) | AESCULAP/Gynaecological and obst. Instrument catalogue. | 6
02-07-02288 | Needle-Holders . 275mm, 103/4". #(BM 105R) | AESCULAP/Gynaecological and obst. Instrument catalogue. | 6
02-07-02289 | Needle-Holders (NAUNTON MORGAN). 260mm, 101/4". #(BM 088R) | AESCULAP/Gynaecological and obst. Instrument catalogue. | 6
02-07-02290 | Needle-Holders (MASSON). 265mm, 101/2". #(BM 090R) | AESCULAP/Gynaecological and obst. Instrument catalogue. | 6
02-07-02291 | Needle-Holders (FINOCHIETTO). 265mm, 101/2". #(BM 092R) | AESCULAP/Gynaecological and obst. Instrument catalogue. | 6
02-07-02292 | Needle-Holders . With long neck. 205mm, 8". #(BM 165R) | AESCULAP/Gynaecological and obst. Instrument catalogue. | 2
02-07-02293 | Needle-Holders . With long neck. 260mm, 101/4". #(BM 166R) | AESCULAP/Gynaecological and obst. Instrument catalogue. | 2
02-07-02294 | Needle-Holders . (HOSEL) With long neck. 260mm,101/4". #(BM 168R) | AESCULAP/Gynaecological and obst. Instrument catalogue. | 2
02-07-02295 | Membrane Puncturing forceps. (HERFF), 255mm, 10". #(ET 106R) | AESCULAP/Gynaecological and obst. Instrument catalogue. | 4
02-07-02296 | Umblical Cord Scissors. (SCHUMACHER). 155mm, 6". #(ET 150R) | AESCULAP/Gynaecological and obst. Instrument catalogue. | 4
02-07-02297 | Umblical Cord Scissors. (SCHUMACHER). 105mm,41/8". #(ET 152R) | AESCULAP/Gynaecological and obst. Instrument catalogue. | 6
02-07-02298 | Umblical Cord Scissors. (SCHUMACHER). 135mm, 51/4". #(BC 796R) | AESCULAP/Gynaecological and obst. Instrument catalogue. | 4
02-07-02299 | Episiotomy Scissors. (BRAUN-STALER), 145mm, 53/4". #(ET 140R) | AESCULAP/Gynaecological and obst. Instrument catalogue. | 6
02-07-02300 | Episiotomy Scissors. 240mm, 91/2". #(ET 142R) | AESCULAP/Gynaecological and obst. Instrument catalogue. | 4
02-07-02301 | Umblical Dilator, 95mm, 33/4". #(ET 130R) | AESCULAP/Gynaecological and obst. Instrument catalogue. | 4
02-07-02302 | Set of perineorrhaphy instrument, in metal case (ET 121R). #(ET 120R) | AESCULAP/Gynaecological and obst. Instrument catalogue. | 6
02-07-02303 | Vaccum extraction for obstitrics. Suction head made of silicone, 60 mm diam. With silicone tube 1.5 m long. #(GF 957) | AESCULAP/Gynaecological and obst. Instrument catalogue. | 2
02-07-02304 | Hand valve with connection hose, 20cm long. #(GF 950) | AESCULAP/Gynaecological and obst. Instrument catalogue. | 2
02-07-02305 | Suction Heads with traction handle, 40 mm.. #(GF 954R) | AESCULAP/Gynaecological and obst. Instrument catalogue. | 2
02-07-02306 | Suction Heads with traction handle, 50 mm.. #(GF 955R) | AESCULAP/Gynaecological and obst. Instrument catalogue. | 2
02-07-02307 | Suction Heads with traction handle, 60 mm.. #(GF 956R) | AESCULAP/Gynaecological and obst. Instrument catalogue. | 2
02-07-02308 | Obstetrical forceps, (TARNIER). with traction rod. 400mm, 16". #(ET 251R) | AESCULAP/Gynaecological and obst. Instrument catalogue. | 2
02-07-02309 | Obstetrical forceps, (BRANES-NEVILLE). with traction rod. 435mm, 17". #(ET 255R) | AESCULAP/Gynaecological and obst. Instrument catalogue. | 2
02-07-02310 | Obstetric Lever, (SELLIHEIM). 300mm, 12". #(ET 270R) | AESCULAP/Gynaecological and obst. Instrument catalogue. | 4
02-07-02311 | Haemostasis forceps, angled, for edges of the transverse incision in the lower segment (green-armytage). 195mm, 73/4. #(ET 268R) | AESCULAP/Gynaecological and obst. Instrument catalogue. | 20
02-07-02312 | Caesarean section haemostatic forceps, for edges of the transverse incision in the lower segment, (green-armytage) 220mm, 83/4". #(ET 269R) | AESCULAP/Gynaecological and obst. Instrument catalogue. | 20
02-07-02313 | Placenta-and Ovum forceps. (WINTER), 290mm, 111/2". #(ET 301R) | AESCULAP/Gynaecological and obst. Instrument catalogue. | 2
02-07-02314 | Placenta-and Ovum forceps. (WINTER), 290mm, 111/2". #(ET 306R) | AESCULAP/Gynaecological and obst. Instrument catalogue. | 2
02-07-02315 | Placenta-and Ovum forceps. (WINTER), 290mm, 111/2". #(ET 315R) | AESCULAP/Gynaecological and obst. Instrument catalogue. | 2
02-07-02316 | Placenta-and Ovum forceps. (LEWKOWITZ), 245mm, 93/4". #(EF 180R) | AESCULAP/Gynaecological and obst. Instrument catalogue. | 2
02-07-02317 | Perforator. (SMELLIE). 270mm, 103/4". #(ET 400R) | AESCULAP/Gynaecological and obst. Instrument catalogue. | 2
02-07-02318 | Decapitating (Embryotomy) Scissors. (DUBOIS). 275mm, 103/4". #(ET 420R) | AESCULAP/Gynaecological and obst. Instrument catalogue. | 2
02-07-02319 | CRANIOTOMY forceps. (BOER). 290mm, 111/2". #(ET 425R) | AESCULAP/Gynaecological and obst. Instrument catalogue. | 2
02-07-02320 | Decapitating Hook, (BRAUN). 325mm, 13". #(ET 430R) | AESCULAP/Gynaecological and obst. Instrument catalogue. | 2
02-07-02321 | Modified Instrument for Radical Hystrectomy; parametrium clamp, short jaw part. 250mm, 10" (BURKE). #(BJ 560R) | AESCULAP/Gynaecological and obst. Instrument catalogue. | 2
02-07-02322 | Parametrium Scisors, (KIEBACK) 240mm, 91/2". #(BC 763R) | AESCULAP/Gynaecological and obst. Instrument catalogue. | 2
02-07-02323 | Vaginal Retractor. JOLL(FRIEDMEN), 155mm, 6". #(BV 087R) | AESCULAP/Gynaecological and obst. Instrument catalogue. | 2
02-07-02324 | Vaginal Retractor. JOLL(FRIEDMEN), 170mm, 63/4". #(BV 995R) | AESCULAP/Gynaecological and obst. Instrument catalogue. | 2
02-07-02325 | Vaginal Retractor. JOLL(FRIEDMEN), 135mm, 51/2". #(BV 996R) | AESCULAP/Gynaecological and obst. Instrument catalogue. | 2
02-07-02326 | Vaginal Retractor. JOLL(FRIEDMEN), 175mm, 7". #(BV 997R) | AESCULAP/Gynaecological and obst. Instrument catalogue. | 2
02-07-02327 | Endospecula for cervix and urethra, without ratchet (KOGAN), 240mm, 91/2". #(EM 710R) | AESCULAP/Gynaecological and obst. Instrument catalogue. | 2
02-07-02328 | Endospecula for cervix and urethra, with scale-ratchet and fixing screws, (KOGAN), 240mm, 91/2". #(EM 711R) | AESCULAP/Gynaecological and obst. Instrument catalogue. | 2
02-07-02329 | Female cathters, metal, 160 mm, 61/4". #(EF 306C - EF 318C) | AESCULAP/Gynaecological and obst. Instrument catalogue. | 4
02-07-02330 | Uterine Dressing Forceps. (BOZEMANN). 250mm, 10". #(EO 075) | AESCULAP/Gynaecological and obst. Instrument catalogue. | 2
02-07-02331 | Uterine Dressing Forceps. (BOZEMANN-DOUGLAS). 260mm, 101/4". #(EO 085R) | AESCULAP/Gynaecological and obst. Instrument catalogue. | 2
02-07-02332 | Uterine Dressing Forceps. (BOZEMANN-DOUGLAS). 290mm, 111/2". #(EO 088R) | AESCULAP/Gynaecological and obst. Instrument catalogue. | 2
02-07-02333 | Uterine Tenaculum Forcpe. (LAHEY). 155mm, 6". #(BF 310R) | AESCULAP/Gynaecological and obst. Instrument catalogue. | 2
02-07-02334 | Uterine Tenaculum Forcpe. BRAUN). 155mm, 6". #(BF 311R) | AESCULAP/Gynaecological and obst. Instrument catalogue. | 2
02-07-02335 | Uterine Tenaculum Forcpe. (MUSEUX). 200mm, 8". #(OM 602R) | AESCULAP/Gynaecological and obst. Instrument catalogue. | 2
02-07-02336 | Uterine Tenaculum Forcpe. (SCHRODER). 270mm, 103/4". #(EO 163R) | AESCULAP/Gynaecological and obst. Instrument catalogue. | 2
02-07-02337 | Uterine Tenaculum Forcpe. (PRATT). 270mm, 103/4". #(EO 166R) | AESCULAP/Gynaecological and obst. Instrument catalogue. | 2
02-07-02338 | Uterine Elevating Forceps. (COLLIN). 250mm, 10". #(EO 300R) | AESCULAP/Gynaecological and obst. Instrument catalogue. | 2
02-07-02339 | Uterine Elevating Forceps. (COLLIN). 285mm, 111/4". #(EO 405R) | AESCULAP/Gynaecological and obst. Instrument catalogue. | 4
02-07-02340 | Uterine Elevating Forceps. (DARTIGUS). 255mm, 10". #(EO 407R) | AESCULAP/Gynaecological and obst. Instrument catalogue. | 2
02-07-02341 | Uterine Elevating Forceps. (SMOER). 235mm, 91/4". #(EO 415R) | AESCULAP/Gynaecological and obst. Instrument catalogue. | 2
02-07-02342 | Uterine Elevating Forceps. (SMOER). 260mm, 101/4". #(EO 421R) | AESCULAP/Gynaecological and obst. Instrument catalogue. | 2
02-07-02343 | Myoma instruments (SEGONG)(MYOMATOME), 270mm, 103/4". #(BA 636R) | AESCULAP/Gynaecological and obst. Instrument catalogue. | 2
02-07-02344 | Myoma instruments (DOYEN)(MAYOMA SCREW), 190mm, 71/2". #(EO 435R) | AESCULAP/Gynaecological and obst. Instrument catalogue. | 2
02-07-02345 | Light Source. CE 0123, Marketing according to directive 93/42/EEC. With spare bulb and fiberoptic light cable which is steam-sterilizable upto 1340 (2 bar). #(CE 0123) | AESCULAP/Gynaecological and obst. Instrument catalogue. | 2
02-07-02346 | Spare bulb. For above item.. #(OP 902) | AESCULAP/Gynaecological and obst. Instrument catalogue. | 10
02-07-02347 | Fiberoptic light cable. For item CE 0123. #(OP 905-OP914) | AESCULAP/Gynaecological and obst. Instrument catalogue. | 2
02-07-02348 | MicroTron EC, motor system./ Microtron EC motor line. Consist of: ( Electric control unit-GD 631. Micro Motor-GD 622. Foot control-GD 188.). With all spare parts and accessories. #(GD 631, GD 622, GD 188) | AESCULAP/Gynaecological and obst. Instrument catalogue. | 2
02-07-02349 | Microtomes, cryostat, rotary retracting microtome type (manual/motorized) cutting range 0.5-210 micro meter. Illumination fluorescent lamp, dual speed motorized course feeding, speed selection, splash/water proof housing, 10-quick-freezestations, programmable trimmuis (5 to 150 micro meters), high adjustment tool.with reusable knife holder complete with knife holder base. Knife holder CN, 3 specimen discs 300 mm dia.an extra quantities of Cuvettes. with all accessories and spare parts and with training. #(MNT-480-020 CM1810) | Fisher Catalogue 1998 / page 373 | 1
02-07-02350 | Paraffin Section Mounting Bath, combined model with strech plate and water bath. Tempreature continuously adjustable to +900C. With mounting plate 180 x 270 mm, made of polish brass, absolutely flat and smooth black surface for better observations of the sections, and water bath 175 x 175 x 40 mm deep for mounting and embeding. sheet steel housing with golden yellow laquered finish. with on-off switch, pilot lamps for heating and power, spirit level, cable and plug. for 220 V, 50 Hz. dimentions 470 x 200 x 130 mm. weight 8 kg. #(33140) | LABSCO Catalogue 84 / page 357 | 1
02-07-02351 | Slide Drying Oven, capacity 640 microscope Slides. Thermostatic tempreature control 50C above ambient to + 650C, accurate to + 0.50C. Chamber dimentions 457 x 380 x 457 mm. With 16 shelves each taking four rows of ten slides. For 220 V, 50/60 Hz. dimentions 635 x 610 x 760 mm. weight 40 kg. with all accessories and spare parts. #(33180) | LABSCO Catalogue 84 / page359 | 1
02-07-02352 | Microslide Cabinet for vertical filing of 4000 slides 26 x 76 mm. Made of beech wood. With 20 drawers with grooves for 200 slides and 2 empty drawers for storing accessories and supplies. Double row of drawers, can be closed by a wooden roller blind. dimentions 775 x 705 x 385 mm. weight 36 kg. #(33295) | LABSCO Catalogue 84 / page361 | 5
02-07-02353 | Draining Rack, dimentions (w x d), mm 5500 x 400. Compreses two polyethylene coated metal frames, 500 x 480mm. With pages. For bench use. #(DRF-380-E) | Fisher Catalogue 1998. | 200
02-07-02354 | Socket Strip, 4 WAY (PROTECTED). Ideal for use where to 4 units require surge protection. Supplied with 4 meters of cable with a BS safety style plug. #(ECA-215-010B) | Fisher Catalogue 1998./page 487. | 200
02-07-02355 | Adapter 13A, 250 V a.c., BS 5733. 3-spin with three 13 A shuttered outlet sockets, moulded plastic body and fuse. Maximum total rating 13 A, 250 V. #(ECA-450-N) | Fisher Catalogue 1998./page 487. | 500
02-07-02356 | Plug 13A. 250 V a.c., BS 1363. 3-spin, with plastic-sleeved live and neutral pins, fuse and plastic moulded body. #(ECA-352-J) | Fisher Catalogue 1998./page 487. | 500
02-07-02357 | Extension reel. DOUBLE SOCKET 6 METERS EXTENSION CABLE. CURRENT 13 a. #(ECW-870-010U) | Fisher Catalogue 1998./page 488. | 500
02-07-02358 | Labels paper, roll. White, self-adhesive. For laboratory. #(LAB-270-M) | Fisher Catalogue 1998./page 736 | 1000
02-07-02359 | Glass writting diamond. Pocket pattern with retractable natural diamond point and pocket clip. #(LAC-430-X) | Fisher Catalogue 1998./page 737 | 100
02-07-02360 | Markers/Permanent. For writing permanantly on all types of surfaces including glass, plastic, porcelain, silica, wood etc. dries instantly. In plastic container with felt tip, 5mm square section. #(LAC-725-N) | Fisher Catalogue 1998./page 737 | 100
02-07-02361 | Grease and Waxes. For sealing ground glass vaccum joints, vapour pressure 10-10 torr at 300. #(LG/8030/47) | Fisher Catalogue 1998. | 100
02-07-02362 | Grease and Waxes. #(LG/8030/48) | Fisher Catalogue 1998. | 100
02-07-02363 | Laboratory Microscope binocular (advanced compound ATCTM 2000), with 12 extra lamps,with automatic voltage adaptation, 25mm field of view, sextuple objective nosepiece, object marker, objective series, retable stage, photomicro adaption (MPS), object holders (for 2 specimen and for one-handed operation), discussion unit.with dust cover. with full photographic and phase contrast versions. features include interchangeable 3600 rotatable bodies. parfocal and parcentred infinity corrected objectives. focusing nosepiece, 200mm field of view and kohler type illumination, 6V 9W high intensity tungsten halogen illumination system. with extra 10 bulbs #(MIC-400-010B) | Fisher Catalogue 1998./page 763 | 30
02-07-02364 | Lab test equipment for pregnancy test
02-07-02365 | Microscope Slide Labbent,steel (slide holders). Aluminium, to take four slides 76 x 26mm. Designed for storing microscope slides in cabinet. #(MNK-310-Y) | Fisher Catalogue 1998./page 779 | 20
02-07-02366 | Aprons. A multi-purpose garment providing protection against stains and unpleasant soiling. Durable. White coloured. Size 710 x 1220 9pack of 100). #(SAM-210-050G) | Fisher Catalogue 1998./page 1124 | 100
02-07-02367 | Lboratory Coats, polyester cotton. White polyesters cotton laboratory coats for men and women, with two side and one top pocket and concealed atud front fasteners. Men's coat features a centre back vent. Pack of 100 for each men and women. #(SAS-808-020E) | Fisher Catalogue 1998./page 1124. | 100
02-07-02368 | Lboratory Coats, polyester cotton. White polyesters cotton laboratory coats for men and women, with two side and one top pocket and concealed atud front fasteners. Men's coat features a centre back vent. Pack of 100 for each men and women. #(SAS-809-0305) | Fisher Catalogue 1998./page 1124. | 100
02-07-02369 | Fire Extinguisher. Refillable with 5 years waranty. For class B fires (petrol, oil, fat, etc.) and Class C fires (gaseous) and class E fires (electrical). With discharge time of 8 sec. And fire rating 5A/34B. #(SAP-880-010G) | Fisher Catalogue 1998./page 1132. | 20
02-07-02370 | Fire Extinguisher. Refillable with 5 years waranty. For class B fires (petrol, oil, fat, etc.) and Class C fires (gaseous) and class E fires (electrical). With discharge time of17 sec. And fire rating 13A/70B. #(SAP-880-020D) | Fisher Catalogue 1998./page 1132. | 20
02-07-02371 | Stopwatch, for lab. Use. With jumbo display, 1/100 second stopclock, split lap times, lap times, instructions manual in English language. Digital with digit size is 13.5 x 6.75mm, black on silver background. Accuracy to within 0.5 second/24 hours. Timing period of up to 9 hours, 59 minutes, 59.99 seconds. features include count up activated. 4mm sockets for external triggering. operating tempreature 0 to 400C. dimentions 120 x 100 x 39mm. Mass 250g. #(TKM-420-X) | Fisher Catalogue 1998./page 1289. | 50
02-07-02372 | uv-Scaning Spectrophotometers (with extra cuvettes) 3000 sieries with integral printer. UV Lamp 1500 Hour Guarantrr, UV Lamp hours indicator, Self Test and Calibration, 48 cms wide, optical bandwidth 1.8nm, strylight 0.01%, wavelength Setting 0.1 nm, Stability +0.001 A/H, accurate to 3A, Validation software, Traceable Standards. with all accessories and spare parts for one year of operation. | CECIL | 2
02-07-02373 | Flame Photometers, Simultaneous reading of Na and K with internal lithium standard. Automatic reading of Li with internal K standard. Automatic blanking. Automatic calibration with memorization of reference values. Constant flame energy control. Serum and Lithium program memorization. Open program for Na and K determination on soil samples and chemical solutions. Automatic start up with flame control. Gas line security system. Autonomous air supply system. Incorporate thermal printer. power supply 220 V, 50 Hz. weight 10 kg. dimentions (35 x 25 x 35)cm HXWXD. with all accessories and spare parts. #(FP10) | SEAC/FIRENZE (ITALY)-VIA DI PRATO,74 | 5
02-07-02374 | Flame Photometers, Simultaneous reading of Na and K with internal lithium standard. Automatic reading of Li with internal K standard. Automatic blanking. Automatic calibration with memorization of reference values. Constant flame energy control. Serum and Lithium program memorization. Open program for Na and K determination on soil samples and chemical solutions. Automatic start up with flame control. Gas line security system. Autonomous air supply system.Incorporate sample dilution system. Incorporate thermal printer. power supply 220 V, 50 Hz. weight 10 kg. dimentions (35 x 25 x 35)cm HXWXD. with all accessories and spare parts. #(FP20) | SEAC/FIRENZE (ITALY)-VIA DI PRATO,74 | 5
02-07-02375 | UV-Visible Spectrophotometer. 2000 Series. Self test and calibration, UV lamp 1500 hours guarantee, UV lamp save, Auto lamp and filter selection, with screen display with scrolling of 430mm width.automatic peak seek with baseline flattening., integral printer, monochromator optical system, wavelength range 190-1000nm; 325-1000nm. with extra lamps and accessories for one year of operation. | CECIL | 5
02-07-02376 | Digital Spectrophotometer (Spectronic 2000) microprocessor controlled. With print value shown on data display. In sequential mode, print sample ID number, wave-length, photometric value, operating mode. At the end of each scan, print out all programmed instrument conditions for easy, sure test duplication any time. selectable scan speed. with accessories. #(14450) | Labsco catalog 84, page84. Germany | 5
02-07-02377 | New Clinical Chemistry Photometer (SLIM), for all clinical chemistry tests on sera, plasma and whole blood, reading method (absorbance,end point kinetik,fixed time and differential with standard or K factor). Halogen lamp of 20 W, 6 interferential filters, 340,405,505,546,578,630nm, with an accuracy of +2nm, band width of 8nm. photometric linearity from 0.3000 to 2.9999 O.D. resolution 0.0001 O.D. automatic withdrawal and wash cycle . tempreature regulation from 200C to 400C with 10C resolution. all photometer functions are managed by a FLASH memory microprocessor. 150 programmable programs. automatic print out of results, calibration and kinetic curves. fitting types: linear,point to point and cubic. pathological warnings. autodiagnosis. functional alphanumerical keyboard. Alphanumerical liquid crystal display . Thermal graphical printer. Power supply of 220 V, 50 Hz. With additioal halogen lamps and accessories and spare parts for one year of operation. Installation and training. | SEAC/FIRENZE (ITALY)-VIA DI PRATO,75/RADIM GROUP/SLIM | 3
02-07-02378 | Blood glucose monitors portable, reflectance photometry, with monitor, normal control solution, lancets, 10 test strips, glucolet lancing device, chck paddle, log book. With additional 1000 strips and all accessories. | BAYER glucometer Encore | 250
02-07-02379 | Hemat 8,with working capacity of 60 samples. Automatic, the orifice diameter 120micrometers for WBC, 70 micrometers for RBC,PLT. Counting time 60 sec. Sample size 20 microliters. Size dimentions (H. 50CM, W. 66CM., D. 47CM.) Weight 32 kg. Power supply 200 V, 50 Hz. with cell distribution histogram. all spare parts and additional accessories. #(H 8 ) | SEAC/FIRENZE (ITALY)-VIA DI PRATO,74 | 5
02-07-02380 | Screen Master, semiautomatic interential filter analyzer for clinical chemistry, with photometric reading system, long life 2W lamp light source. Solid state sensor. Automatic blanking. Reading field (-0,500/2.500 O.D.). Linearity +1%. Repeatability +1 digit. number of filters 6. wavelength 340nm, 405nm, 505nm, 546nm, 578nm, 630nm. 10 positions,dry incubator. 370.tempreature. 101 stabiling time.soft-touch,16 keys keyboard. liquid crystal-numerical display. dimentions 36 x 33 x 18cm. weight 4.5 kg. power supply of 220 V, 50 Hz. with additional accessories and spare parts. | SEAC/FIRENZE (ITALY)-VIA DI PRATO,74 | 5
02-07-02381 | Blood Apherisis unit, for automatic Apherisis collection and reinfusion of blood components. For plateletphoresis, Leukocytphoresis, Mononeuclear cell collection, exchange of plasma, Lympho/ Plasma and Red cells. Therapeutic of removal ymphocytes, granulocytes, platelets and bone Marrow process, with single/ dual needle, Monitors/Alarm for air detection, pressure levels, fluid level, flow, collection concentration, with all accessories, consumable and spare parts for one year of operation, installation and training. | B/BRAUN / Haemonetics/ Cobe | 2
02-07-02382 | Knifes for rotatory microtome, knife, profile C, 16cm long. #(MNT-455-030E Alt.No. 14021607100) | Fisher Cataligue 1998/ page 782. | 10
02-07-02383 | Knifes for rotatory microtome, for Paraffin and Frozen Sections. 16 cm. Profile C, both sides plane. #(32561) | LABSCO catalogue 84. Germany. | 10
02-07-02384 | Cuvette, optical glass, 10 mm. Pathlength. Set of 2 pcs. #(14451) | LABSCO catalogue 84. Germany. /page 85. | 50
02-07-02385 | Cuvette, Silica, 10 mm pathlength, set of 2 pcs. #(14452) | LABSCO catalogue 84. Germany. /page 85. | 100
02-07-02386 | Cylindrical Cell, silica, 50 mm. Pathlength, set of 2 pcs. #(14453) | LABSCO catalogue 84. Germany. /page 85. | 10
02-07-02387 | High Pressure Autoclaves with stirrer attachment (motor-driven mechanical stirrer and electric heating).Vertical, With stuffing box with an oil cut-off chamber and leak-oil drain valve. Suitable for pressure up to 25 bar. With stainless steaal stirrer, blades and shaft, hose connection for water cooling of stuffing box, geared motor and base frame. for 220 V, 50 Hz. 20 litters capacity. Automatic tempreature control, working Pressure/Tempreature 25 bar/ 3500C. #(10120) | Labsco catalog 84, page3. Germany | 4
02-07-02388 | Electronic Analytical Balances. Based on the Sartorius 1200 series toploaders and come equipped with a special protective hood, automatic data memory, ready-check, overload protection electronic instant tare over the entire range and below-balance weighing device. weighing range 80 g. readability 0.1 mg. precision + 0.1 mg. standard deviation taring range 80gm. dimentions 167 x 285 x 316 mm hight. power supply 100/120/220/140 V. 50/60 Hz.weight 8.7 kg. #(10500) | Labsco catalog 84, page5. Germany | 5
02-07-02389 | Digital Electronic Precision Balances (Sartorius 1400 series), with electromagnetic force compensation, below-the-pan weighing, overload protection, electronic instant tare over the entire weighing. Range and large digital display. Weighing range 5500 g, Readability 0.1 g, precision + 0.05 g.(standard deviation). #(10425) | Labsco catalog 84, page10. Germany | 5
02-07-02390 | Precision Water Baths, with circulation. Tempreature range 50C above embient to 1000C accurate to + 0.10C. Chamber dimentions 400 x 250 x 130 mm. Tempreature control with thermostat. Condensate removing cover, interior and cover frame are entirely made of stainless steel, epoxide coated. complete with cable and plug. for 220 V, 50 Hz, 1600 W, dimentions 790 x 270 x 350 mm. net/gross: 19/21 kg. and all accessories. #(L11230) | Labsco catalog 84, page23. Germany | 20
02-07-02391 | Shaking Water-Bath. Precision, electronically controlled, shaking frequency 40-400 rpm. Tempreature range from 50 above ambient to 800C. Chamber dimentions w x d x h 430 x 360 x 220 mm. Capacity 34 liters. Interior made of stainless steel. Electronically controlled shaking system with automatic feed-back with max. speed deviation of less than 1% and electronically controlled tempreature, accurate to + 0.20C. digital preselector switch. complete with cacle and plug, for 220 V, 50 Hz, dimentions 610 x 450 x 285 mm. weight approx. 53 kg.and all accessories. #(11340) | Labsco catalog 84, page25. Germany | 10
02-07-02392 | Shaking Water-Bath. And cover entirely made of stainless steel, housing of aluminium. Shaking frequency 10 to 260 movements per minute, continously adjustable. Chamber dimentions 400 x 245 x 145 mm. Temp. range 20C above tap water to bioling point. fluctuation + 0.250C. standard equipment comprises high precission thermostat, adjustable energy regulator, shaking speed regulator, dial thermometer, over heating safety device, drain cock, pilot lamp, cable and plug. for 220 V, 50 Hz, 1500 watts. dimentions 690 mm. weight 21 kg. #(11370) | Labsco catalog 84, page25. Germany | 5
02-07-02393 | Microhaematocrite Centrifuge with centrifuge plate for 20 capillaries. Max. speed 12.000 rpm., max. centrifugal force 13.000 xg. With lid locking device and timer 0-15 min. compact, small high-speed centrifuge, with 2 m cable and plug. For 220 V, 50 Hz, dimentions 245 x 280 x 180 mm, weight 4.8 kg. #(12170) | Labsco catalog 84, page51. Germany | 20
02-07-02394 | Universal Centrifuge, top speed 6000 rpm., max. centrifugal force 3700 xg. With speed selector, revolution counter, time switch up to 60 min., electric brake, lid lock and lid securer. Housing and lid cold formed light metal, stove enamelled, rotor chamber of high class stainless steel. spring mounted lid for easy opening and closing. lid cable and plug. for 220 V, 50 Hz. dimentions 370 x 400 x 275 mm. Weight 14 kg. #(12100) | Labsco catalog 84, page50. Germany | 20
02-07-02395 | Macrofuge 6-4 Laboratory Centrifuge. (Large) top speed 5600 rpm., max. cenreifugal force 5860 xg. With countercurrent brake, infinitely adjustable, electronically stabilized speed control. Equiped with wide angle tachometer with 1200C scale arc, range 0 to 6000 rpm., timer 0 to 60 min. with hold position for long runs, master power switch for complete isolation of the centrifuge from mains supply, lid lock to pervent centrifuge from starting with an open lid, lid secure and speed pre-selector. mobile on four loking castors. side panels of flexible, grained polymer sheets. work top, rotor chamber and lid of sheet steel. electronic control on easily exchangable printed circuit boards. with 2.5 m mains cable. for 220 V 50Hz. dimensions 710 x 790 x 1045 mm. net weight approx. 135 kg. #(12580) | Labsco catalog 84, page60. Germany | 4
02-07-02396 | Large Refrigerated Centrifuge Cryofuge 6 - 6, 6000 rpm, top speed. Max. capacity 6 liters or 12 blood bags. Programmable counter-Current brake. Infinitely Variable Breaking Action. Identical run conditions can be reproduced by the touch of a button. lockable controls. rotor imbalance detector. Automatic lid interlock. Air-Cooled refrigerator unit. Fully transistorized Circuitry, electronic components grouped on easily exchangable circuit boards. Stainless steel rotor chamber with drainage outlet. #(12610) | Labsco catalog 84, page62. Germany | 4
02-07-02397 | HP-Thermoplate, temperature difference on the heating surface max. 3K. Heating surface of aluminium-silicone alloy. Symetrical heating of the 210 x 210 mm area through special sheet heating element. With timer 0 - 15 min. with acustic signal, thermometer with pointer, set value indication, and nominal value setting, power indicators, cable and plug for 220 V, 50/60 Hz, B1042dimentions 240 x 240 x 140 mm # 15375 | Labsco catalog 84, page109. Germany | 10
02-07-02398 | Separating Chambers. Round, for plates 200 x 100 mm. With ground-in knob lid. #(15395) | Labsco catalog 84, page110. Germany | 70
02-07-02399 | Macro-Pipette. Continuously variable, volume 0.2 - 1 ml. Accuracy +1%. Ditto, volume 0.4 - 2 ml. #(16031) | Labsco catalog 84, page124. Germany | 10
02-07-02400 | Automatic Microlitre Pipette (Transferpette). With insulating jacket. Accuracy better than + 1% (size 5micro litre : better than+ 2%). #(16040) | Labsco catalog 84, page125. Germany | 10
02-07-02401 | Automatic Microlitre Pipette (Transferpette). With insulating jacket. Accuracy better than + 1% (size 15micro litre : better than+ 2%). #(16042) | Labsco catalog 84, page125. Germany | 10
02-07-02402 | Automatic Microlitre Pipette (Transferpette). With insulating jacket. Accuracy better than + 1% (size 25micro litre : better than+ 2%). #(16045) | Labsco catalog 84, page125. Germany | 10
02-07-02403 | Automatic Microlitre Pipette (Transferpette). With insulating jacket. Accuracy better than + 1% (size 40micro litre : better than+ 2%). #(16047) | Labsco catalog 84, page125. Germany | 10
02-07-02404 | Automatic Microlitre Pipette (Transferpette). With insulating jacket. Accuracy better than + 1% (size 60micro litre : better than+ 2%). #(16049) | Labsco catalog 84, page125. Germany | 10
02-07-02405 | Automatic Microlitre Pipette (Transferpette). With insulating jacket. Accuracy better than + 1% (size 75micro litre : better than+ 2%). #(16051) | Labsco catalog 84, page125. Germany | 10
02-07-02406 | Automatic Microlitre Pipette (Transferpette). With insulating jacket. Accuracy better than + 1% (size 90micro litre : better than+ 2%). #(16053) | Labsco catalog 84, page125. Germany | 10
02-07-02407 | Automatic Microlitre Pipette (Transferpette). With insulating jacket. Accuracy better than + 1% (size 120micro litre : better than+ 2%). #(16057) | Labsco catalog 84, page125. Germany | 10
02-07-02408 | Automatic Microlitre Pipette (Transferpette). With insulating jacket. Accuracy better than + 1% (size 200micro litre : better than+ 2%). #(16059) | Labsco catalog 84, page125. Germany | 10
02-07-02409 | Automatic Microlitre Pipette (Transferpette). With insulating jacket. Accuracy better than + 1% (size 300micro litre : better than+ 2%). #(16071) | Labsco catalog 84, page125. Germany | 10
02-07-02410 | Automatic Microlitre Pipette (Transferpette). With insulating jacket. Accuracy better than + 1% (size 500micro litre : better than+ 2%). #(16073) | Labsco catalog 84, page125. Germany | 10
02-07-02411 | Automatic Microlitre Pipette (Transferpette). With insulating jacket. Accuracy better than + 1% (size 700micro litre : better than+ 2%). #(16075) | Labsco catalog 84, page125. Germany | 10
02-07-02412 | Automatic Microlitre Pipette (Transferpette). With insulating jacket. Accuracy better than + 1% (size 800micro litre : better than+ 2%). #(16078) | Labsco catalog 84, page125. Germany | 10
02-07-02413 | Automatic Microlitre Pipette (Transferpette). With insulating jacket. Accuracy better than + 1% (size 800micro litre : better than+ 2%). #(16079) | Labsco catalog 84, page125. Germany | 10
02-07-02414 | Pipette tips. Disposable, yellow, for volumes up to 100 microliter. High quality standard. Made of transparant polypropylene. 50 pcs. In a plastic bag, 1000 pcs. Per standard box. #(16080) | Labsco catalog 84, page125. Germany | 1000 boxes.
02-07-02415 | Pipette tips. Disposable, Blue, for volumes between 101 and 1000 microliter. High quality standard. Made of transparant polypropylene. 50 pcs. In a plastic bag, 1000 pcs. Per standard box. #(16081) | Labsco catalog 84, page125. Germany | 1000 boxes.
02-07-02416 | Semi Micro Fractional Distillation Apparatus. With high efficacy Spaltrohr-Column. For tempreatures up to 2500C. With vaccum pump assembly for automatic operation. With capacity per hour 100 - 1000 ml. #(18920) | Labsco catalog 84, page178. Germany | 10
02-07-02417 | Blood bank refrigerator. With factory set temprature of +4C. Uniformity +0.5C. top of bottom strictly meeting AABB standards with audiable and visual lamps and inkless temp. recorder. Seven stainless steel drawers for atotal of 490 blood bags of 450ml.Stinless steel interior. Capacity 824 litters. For 220V,50Hz. Dimentions 970X2210X790mm. Shipping weight 590kg. #(24530) | Labsco catalog 84, page227. Germany | 10
02-07-02418 | Upright Plasma Freezer, Operating temperature - 330C???????. For up to 350 single donor plasma packs. With digital monitor/alarm display and 7-day inkless circular chart recorder. Capacity 558 litres. With door cut-off switch, automatic defrost cycle and hot gas condensate evaporator. seven divided stainless steel drawers hold all boxes with labels up for quick identification, for 220 V 50 Hz. dimentions 760 x 1940 x 740 mm. shipping weight 279 kg. # (24540) | Labsco catalog 84, page228. Germany | 1
02-07-02419 | Blood -Warming Bath, warms up from 15 to 350C in less than 10 min. maintain water tempreature of 37 + 0.50C. Tank capacity 3 litres. #(24570) | Labsco catalog 84, page230. Germany | 20
02-07-02420 | Incubator (acid resistant temp. range ambient to max +80cC with automatic mechanical temp. control by cappillary thermostat. Accuracy + 1C , chumber dimention 430X410x430mm. For 220V,50Hz - 300watt. dimentions 715X520X600mm. Weight approximate 65kg. Surcharge, time switch with programme controller. time scale 24 hours (continual programme). #(28215) | Labsco catalog 84, page272. Germany | 20
02-07-02421 | Agar sterilizer for automatic media preparation, sterilization and dispensing. Working volume 2 to 8 litres per hour. Autoclave entirely made of stainless steel, casing of sheet metal with enamelled finish, for 220 V, 50 Hz, 2500 W. DIMENTIONS 400 X 580 X 650 MM. WEIGHT 40 KG. #(29715) | Labsco catalog 84, page300. Germany | 10
02-07-02422 | Antibiotic Zone Reader. For direct readings of zone diameters for single assay of antibiotic strength. Complete with lamp, cable and plug. For 220 V, 50 Hz. Dimentions 650 x 500 x 960 mm. Weight 25 kg. #(29785) | Labsco catalog 84, page303. Germany | 5
02-07-02423 | Automatic Blood smear Staining Machine, for fully automatic staining, rinsing and drying of blood smears ib one phase. Programming time from 30 sec. To 48 minutes. With transport basket for standard size 76 x 26 mm. 20 glass cuvettes approx. 400 ml. volume. for 220 V, 50 Hz. dimentions 500 x 460 x 350 mm. weight 35 kg. #(33710) | Labsco catalog 84, page369. Germany | 6
02-07-02424 | Heating and Drying Oven, acid proof, temp. ambient up to max 250 C with automatic mechnical temp. control by cappillary thermostat, accuracy +1C, Chumber dimentions 300X310X300mm. For 220V,50Hz, 550watt. Dimentions 585X420X470mm. Weight approximate 40kg. #(36435) | Labsco catalog 84, page388. Germany | 20
02-07-02425 | Air circulation oven. With forced vertical airflow and up to 100% fresh air admission. With automatic, electronic tempreature control range +50 to 3500C, accurate to + 10C. Chamber dimentions 600 x 600 x 600 mm. Volumen 216 litres. For 220/380 V, 50 Hz. 3-phase. connected load 5.7 kVA. dimentions 760 x 822 x 1500 mm. weight approx. 154 kg. #(36500) | Labsco catalog 84, page390. Germany | 6
02-07-02426 | Hand Refractometer, sugar 0 - 32%, subdiv. In 02.%. Tempreature compensated, with thermometer with adjusting button. Tempreature range 10 - 400C. In leather box with unit conversion charts. Weight 230 g. #(37927) | Labsco catalog 84, page425. Germany | 6
02-07-02427 | Refractometer Stand, for refractometers. #(37929) | Labsco catalog 84, page425. Germany | 6
02-07-02428 | Heamatology Mixer for up to ten 16 x 100 mm Test tubes or small control vials. #(38085) | Labsco catalog 84, page431. Germany | 10
02-07-02429 | Water Still for producing 2.5 l/h monodistillate from tap water. With automatic level control, stainless steel tubular heating element with capillary tube tempreature sensor for low-water cut-off, mains lamp, cable and plug. For 100 or 220 V, 50 or 60 Hz. 2 kW. dimentions 220 x 210 x 550 mm. weight 3.8 kg. #(45200) | Labsco catalog 84, page486. Germany | 5
02-07-02430 | Bi-Distillting Apparatus, fullt automatic single button operation. Made of high-grade stainless steel. Capacity 6 l/h. cooling water consumption 120 l/h. for 220/380 V, 50 Hz, 3-phase. Dimentions 730 x 192 x 550 mm height. Weight , net/gross 18/30 kg. #(45235) | Labsco catalog 84, page486. Germany | 2
02-07-02431 | Deionizer, Two-Bed system, floor model. Max. output up to 900 l/h at 3 to 10 bar operating pressure. Max. permissible pressure 10 bar. Nominal output between two regenerations at 100 d hardness 10.000 litres. Conductivity of purified water between 0.5 to 20 micro sec./cm. with all reagents, consumable, spare parts and accessories for two year of operation. #(45300) | Labsco catalog 84, page488. Germany | 2
02-07-02432 | Automatic Washing and Disnifection Mashine. With punchard controlled washing cycles. Washing chamber dimentions 550 x 600 x 500 mm. With additional dosing pump. Water renewal after each programming phase and special valve control prevent media cross-contamination. with re circulation pump for spray pressure up to 2.5 bar and automatic feed-in of powered and liquid cleaning agents. all parts coming in contact with the media are made of stainless steel and corrosion proof materials. control panel with timer 0 - 33 min, for main wash, with contact thermometer with indication for main wash. operating indication for tank heating, selector switch for pre-spray (cold or warm), start and stop button. for 220 or 380 V, 50 Hz. 3-phase, 10.5 kW. dimentions 735 x 780 x 1665 mm. weight 170 kg. #(45600) | Labsco catalog 84, page494. Germany | 10
02-07-02433 | Glassware Brushing Machine, for mounting over a wash basin. The machine is equipped with cable and plug. For 220 V, 50 Hz. Dimentions 400 x 480 x 260 mm. Weight approx. 22 kg. With additional 100 brushes. #(45730) | Labsco catalog 84, page496. Germany | 10
02-07-02434 | Mini Laboratory. Containing all items for determination of cyanide, chromium, copper, nickel and zink. Effluent testing in metal industry. Complete with coparator, cyanide disc 0.05 to 1.0 ppm., chromium disc 10 to 100 microgram, copper disc 2.5 microgram. reagent tablets, glassware and indicator solutions. with full instructions in wooden case. with additional accessories and spare parts and operating reagents. #(46180) | Labsco catalog 84, page497. Germany | 1
02-07-02435 | Automatic Electrolyte Analyzer. For 120 samples/hour. With automatic sample feed-in and alphanumerical print-out. For Na, K, Li and Ca determination in serum and/or urine. Wirh digital 4-channel flame photometer. Table 150 samples capacity with 230 V, 50 Hz. chsin links, two diluter. with 4 volume units, mixing station, thermoprinter, special tool and compressor. for 220 V, 50 Hz. with additional reagents and accessories. #(49280) | Labsco catalog 84, page517. Germany | 4
02-07-02436 | Hemoglobine Meter, digital. Range 0 - 20 grams of Hemoglobin per deciliter, sensitivity 0.1 gram of hemoglobin per deciliter. Double-beam photometer with green, light emitting diode as light source. Operating wavelength 365 nm. The photometric accuracy is + 0.3 grams of hemoglobin per deciliter or + 3%, yellow coloured plastic casing. with calibration pen. for 110 or 220 V, 50/60 Hz. dimentions 181 x 244 x 105 mm. with all accessories and spare parts. #(49290) | Labsco catalog 84, page517. Germany | 10
02-07-02437 | Seven-Channel Clinical Analyses system. Composed of (a.Glucose/Urea/Creatinine analyzer. b.Chloride/Total CO2 analyzer. c.Autocal Flame Photometer. d.Printer/Sample System.) for the fully automatic determination of Glucose, Urea, Creatinine, Chloride, Total CO2, Sodium and Potassium. with all accessoris and spare parts and operating reagents enough for 500.000 tests. and training. #(495100) | Labsco catalog 84, page525. Germany | 2
02-07-02438 | Heamatology Accessories. #(H5-M) | SEAC/FIRENZE (ITALY)-VIA DI PRATO,75/RADIM GROUP/SLIM | 1
02-07-02439 | Automation in Heamatology. Capillary orifice: 100 micrometer for WBC, 70 micrometer for RBC, Plt. Reading time: 60". Working capacity: 60 samples/hour. Sample quantity: 20 microlitter of whole blood. With automatic coincidence correction. Dilution ratio: RBC and Plt 1:50.000, WBC 1:500. Dimentions H 48cm, L 65cm, W37cm. weight 38 kg. power supply 220V 50 Hz. with additional accessories and spare parts. #(Hemat 23) | SEAC/FIRENZE (ITALY)-VIA DI PRATO,75/RADIM GROUP/SLIM | 1
02-07-02440 | Basic Radio Immunoassay Operator. Brio Radio. The assay method : enzymimmunoassay on microplate. With random access mode and batch processing mode. 384 sampling samples/hour. Capacitive liquid detection system. Programmable sample dilution. Maximmum capacity 120 samples on line. 9 different assays. reagents: radium kit vials directly fitting on BRIO reagent tray. optical system spectrophotometer with interferencial filters. wavelength: 405, 450, 492, 550, 620 nm. search per name patient file, ID, date or test, on screen or printer out put; personalized patient reports. patient ID from keyboard, host computer or bar-code reader (upon request). PC PENTIUM, Color screen 14". 2 serial ports (RS 232). parallel port. 1 mose port. 1 printer 84 cm l. 60 cm W X 44 CM H. Weight 62 kg. power supply 220 V - 50 Hz. calibration complete standard curve or 2 standard when using stored curves. self error-recovery. with enough reagents for 500,000 tests. and additional radium kits. spare parts and training # (Radium S.P.A) | 125-00040 pomezia ITALY,Rome | 1
02-07-02441 | pH conductivity dissolved Oxygen Interfacing Electrodes & Consumables. With dual measurement system. pH resolution to 3 decimal places. Independent or Combined use of sensors. Full interfacing capability. Enhanced LCD Graphics Display. mV resolution to 0.1mV. No electrical interference between sensors. GLP Compliant. ATC range 0 to 1000C. with Bi-directional RS232C analog output. Hi/Lo alarm outputs open collector. 0.5A 50Vdc max. Electrode platinising socket applying 10Vac 0.05Hz. with timed printout with an interval of 1 to 999 hours from last calibration. and calibration reminder. LCD graphics display. power supply 9V a.c. 275(l) x 240(w) x 150(d)mm. 1.2Kgs. with all accessories and spare parts. With English instruction mannual, 4 & 7 pH buffer capsules and UR power supply (021030). #(551001 Model 4330) | JENWAY LABORATORY ELECTROCHEMISTRY MODEL 4330 | 3
02-07-02442 | Amino Acid Analyzers (LC 3000) Visible type, for detection of primary and secondary Amino Acids. With filter. Wavelength 440, 570 nm, cell volume 15 ml with fluorometer. Fixed type, automatic, for analysis of Plasma, Urine, Protein hydrolysates. Autoflushing capability. with column cation exchanger, stainless steel constructions. dual position pump type with color monitor display. storred chromatograms. tungsten lihgt source. also capable for analysing citrate and chloride buffers integrated electronic end. processor control. Automatic failure routines. solvent and sampling refrigeration. power supplly: 220 v, 50 Hz. with Installation, spare parts and accessories with training of technical and end user staff. | EPPENDORF/BIOTRONIC | 1
02-07-02443 | Apnea Monitors. Stand-alone configuaration. Motion sensor, ECG detection method. With automatic sensitivity adjust breathing detector of frequency respiration 0-2.5 Hz. With visual, audible breath indicator. With disable alarm and disable indicator and automatic apnea alarm silence. visual alarm memory. and ratemeter with memory and module with 2 MB RAM card. waveform, tubular data types. with IBM compatable W/PCMCIA computer types with 2 card reader with 2 isolated analog signals at 1 and 15 Hz. thermistor flow option. removable RAM card, continuous recording mode, 5 hr with ECG waveform, 9 hr with RR interval. with recorder. power supply: 220 V, 50 Hz. with 1 year waranty, and independent respiration and HR measurement, patented line noise filtering on ECG, HR deceleration alarm, digital displays switch off. with installation, spare parts and accessories. training of end users and technical staff, #(P369UN 6A) | DENSA/PARADIGM | 2
02-07-02444 | Aspirators Emergency, portable emergency aspirators, for Oropharyngeal and Tracheal use in prehospital and intrahospital management, max suction vaccum pump is 550mmHg. with tubing catheters. And diaphragm pump type, collection canister is reusable, vaccum-level control is regulator-bleed valve. And kits include carrying case, tubing, canister, suction tip, charger, rinse bottle. with all the accessories and spare parts. | (AMBU-Tote-L-vac) or (IMPACT) | 15
02-07-02445 | Aspirators Thoracic, pump type oilless, rotary carbone vane. Gauge indicator, pr. Range 0-380 mmHg. Bottle container (collection system). With constant intermittent multipurpose suction machine, unit has dual vaccum ports. Covers line-powered, self contained, mobile and portable thoracic aspirators.drainage units that attach to the hospital's central vaccume system through a wall outlett are excluded. typically consists of a high-volume, low vcaccume pump, a multiple container and a water seal collection system. and a pressure gauge all mounted on a castered chassis. with a vaccume pumps for thoracic aspiration of a motor drive type. with all accessories and spare parts. | Any supplier | 10
02-07-02446 | Calcium analyzer machine, for calibration of the ionized calcium in the blood & urine samples. With sample rate 60/hr. continuous calibration, all eragents for analysis and calibration are self-contained fluid racks which are purchased by the manufacturer. With autorepeats, westguard QC rules, QC storage and graphing stat interrupt, standby mode, poistive sample detection, self-diagnostics, sealed waste, auto probe wash, auto eragent-date monitoring. on-screen reagent gauge, online help, optional printer, 40-position auto-sampler, bar coading, and urine diluter. with ability to measure the pH. with all the accessories and spare parts. -NOVA 10 | NOVA BIOMEDICAL | 4
02-07-02447 | Clinical Chemistry Analayzers. Automated Centrifugical. Routinely used to quantify genral chemistry analysis, measure, Therapeutic drugs, drugs of abuse and perform coagulation and other heamatology tests. These units are compatible with variuos methodologies including enzyme immunoassays (EIAs) fluorescence polarization, and ion selective electrodes (ISE) potentiometry. with spare parts and accessories. and with training of the end-users, #(P312 UN 6 B) | Any supplier | 2
02-07-02448 | Clinical Chemistry Analayzers. Photometery method, reflectance photometer. Able for the following tests: (Acetaminophen, acid phosphatase, albumin, alk. Phosphatase, ALT (SGPT), amonnia, amylase, AST (SGOT), bilirubin direct and bilirubin total, calcium, chloride, cholesterol, CK, CK-MB, creatinine, GGT, globulin, glucose, HDL-Cholesterol, haemoglobin, inorganic phosphor, iron, LDH, lipase, magnesium, potasium, prothrombin time, salysilates, sodium, theophylline, total lipids, total protein, triglycerides, T3,T4, Urea nitrogen, uric acid). with reagents strip type. whole blood, plasma, serum sampling. with automatic calibration, LED light source. with LED out put and thermal printer. power supply: 220 V, 50 Hz. weight 5.4 kg. with one year waranty, with alphanumeric data out-put display, test data encoded, centronics, computer interface standard. with all accessories and spare aprts. with training for end users. | BOEHRINGER MANNHEIM | 2
02-07-02449 | Electrolyte analyser, for collecting samples from hole blood, plasma serum, urine. Stores patient data management system with autosampling stat interrupt mode, QC statistics, standby mode, self-diagnostics and self calibration, self-contained reagent pack, bidirectional interface with data management, 24-position turn table, opt, MAC, ATAC data management system. | BIO-CHEM (ATAC ISET with Autoloader) | 2
02-07-02450 | Electrophoresis machine, with test kits, protein, hemoglobin, isoenzymes, CK or LD tests/hr, cerebrospinal fluids based on their migration rates in a solid medium under an applied electronic field. with one year waranty with Hyadragel accessories kit, vessels to handle Haydragel films, control sera and antisera enough for 500,000 tests, with additional accessories and spare parts and training. | SEBIA-elecrtophoresis equipment (manual). | 2
02-07-02451 | Enzyme immunoassay analyzers. fluors polarization immunoassay, radiative energy attention, nephlometry, all tests available, liquid level sensing probes, autodilution, self-service plan. With consumable and accessories for one year of operation, installation and training | ABBOTT model TDx | 1
02-07-02452 | Urine analysers, refractometer. Automated, for analysis of the followings : bilirubine, blood, ketone bodies , leucocytes, nirtate, pH, protein, specific gravity, urobilinogen. By directional computer interface, data storage up to 1000 tests with computer display, printer. for liquid calibrators, with additional strips for measuring of 100,000 samples/each and one year warranty, management system 40 or 80 column printer. with training. | BAYER Clinitek ATLAS | 1
02-07-02453 | Laboratory Counter with 6 counting mechanisms and buzzer. #(49560) | Labsco catalog 84, page527. Germany | 20
02-07-02454 | Electronic Counter with digital display for complete haematological counting. With all accessories. #(49595) | Labsco catalog 84, page527. Germany | 10
02-07-02455 | Cholinesterase Field Kit, consists of comparator the disc and all necessary glassware and reagents ready for operation, plus instructions for use. #(49609) | Labsco catalog 84, page528. Germany | 10
02-07-02456 | Automatic Coagulizer, with built-in printer and 60-sample turntable. Three automatic modes PT1, PT2, APTT and manual operation mode. Automatic pipettors dispense reagents from continuously stirred reservoirs. Photoelectric detection system. Automatic printout and sample identification. 4 Magnetic stirring bars, operators manual and dust cover. for 110 or 220 V, 50 or 60 Hz. dimentions 750 x 508 x 305 mm. weight 48 kg. with all accessories, reagents for 500.000 tests and training. #(49900) | Labsco catalog 84, page537. Germany | 1
02-07-02457 | Universal Test Strip, 8-field. For simultaneous detection of Nitrite, pH, Protein, Glucose, Ketone, Urobilinogen, Bilirubin and Blood in Urine. (Pack of 50). #(53563) | Labsco catalog 84, page564. Germany | 1000
02-07-02458 | Universal Test Strip, for the quik orientation detection of Glucose in Blood. (Pack 25). #(53568) | Labsco catalog 84, page564. Germany | 2000
02-07-02459 | Culture Tubes, disposable, suitable for use in bacteriology, Coagulation, RIA, and general lab. Procedures. 28 ml (26/64) mm.. #(53641) | Labsco catalog 84, page566. Germany | 2000
02-07-02460 | Culture Tubes, disposable, suitable for use in bacteriology, Coagulation, RIA, and general lab. Procedures.6 ml (16.5/40) mm.. #(53647) | Labsco catalog 84, page566. Germany | 500
02-07-02461 | Petri Dishes 90 mm. Dia., single vent. For bactriological purposes. Made of crystal clear polystyrene. Suitable for use with automatic plate pouring machine (petri Dish Filler) case of 500 pairs. #(53670) | Labsco catalog 84, page567. Germany | 500
02-07-02462 | Capillary Pipettes (Cuvettes) disposable, blaubrand, size 40 micro liter, vial of 500 pcs. #(53883) | Labsco catalog 84, page575. Germany | 1000
02-07-02463 | Haematocrit Sealing Wax, 6 waxed plates in a standard carton. Non-drying vinyl-plastic putty on a plastic plate. #(53895) | Labsco catalog 84, page575. Germany | 1000
02-07-02464 | Pipette, glass (1 ml). #(FB50171) | Fisher Catalogue/Middle east and Africa. | 1000
02-07-02465 | Pipette, glass (2 ml). #(FB50173) | Fisher Catalogue/Middle east and Africa. | 1000
02-07-02466 | Pipette, glass (5 ml). #(FB50175) | Fisher Catalogue/Middle east and Africa. | 1000
02-07-02467 | Safety Cabinets, Class 2b. CBC 4, WITH 4-Filter system. Dimentions (w x d x h) mm. exterior 1290 x 844 x 2280/ Interior 1190 x 580 x 685 with mass 300 kg. And total volume of c. 1.400 m3/h. for 220 V, 50 Hz. Electrical connection. And lighting intensity 900 lux.with all accessories and spare parts. #(DIN 1295-10/12980) | Fisher Catalogue/Middle east and Africa. Cat. No. PO192104 | 5
02-07-02468 | Safety Cabinets, Class 2b. CBC 6, WITH 4-Filter system. Dimentions (w x d x h) mm. exterior 1900 x 844 x 2280/ Interior 1800 x 580 x 685 with mass 415 kg. And total volume of c. 1.200 m3/h. for 220 V, 50 Hz. Electrical connection. And lighting intensity 900 lux.with all accessories and spare parts. #(DIN 1295-10/12980) | Fisher Catalogue/Middle east and Africa. Cat. No. PO192106 | 5
02-07-02469 | Refrigerators/Freezers, Lab-line flammable material storage. Single door refrigerator/freezer with interior freezer. Three adjustable shelves plus four door shelves. Hydraulic thermostat adjusts tempreature from 10 to 100 in refrigerator, -60 to -170C in freezer. ABS plastic with enamelled steel exterior. manual defrost. UL listed. chamber dimentions for refrigerator section 500 x 450 x 810 mm. freezer section 440 x 300 x 200 mm. total volume 284 liters. for 220 V, 50 Hz. #(Model 3559-10 or 3559-11) | Fisher Catalogue/Middle east and Africa. | 20
02-07-02470 | Thermometer. White-backed, mercury filled for general purpose/stirring thermometers. Amber graduations, reinforced bulb for stirring, 76mm immersion. Complete with non-roll fitting. (Fisher brand) length 305mm.. #(400-020T) | Fisher Catalogue/Middle east and Africa. /THL-400-020T | 100
02-07-02471 | Thermometer. Yellow-backed, mercury filled for general purpose/stirring thermometers. Amber graduations, reinforced bulb for stirring, 76mm immersion. Complete with non-roll fitting. (Fisher brand) length 305mm.. #(400-030C) | Fisher Catalogue/Middle east and Africa. /THL-400-030C | 100
02-07-02472 | Microscope slides, Superfrost plus and Colourfrost Plus. White colour. Packs of 144 pcs. #(12-550-15) | Fisher Catalogue/Middle east and Africa. Superfrost Plus 12-550-15 | 10000
02-07-02473 | Microscope Cover Glasss. Rectangles. #(12-545A) | Fisher Catalogue/Middle east and Africa. Page 249 | 100000
02-07-02474 | Aspirator bottles, rigid polyethylene, narrow neck, round with air vented 12mm bore tap, screw-on cap and plastic covered band arround shoulder on 20, 25l bottles but arround top on 50l, which incorporate lifting handles. Capacity 20 litters. | The Fisher Catalogue 1998/ ASP-620-010N | 25
02-07-02475 | Aspirator bottles, rigid polyethylene, narrow neck, round with air vented 12mm bore tap, screw-on cap and plastic covered band arround shoulder on 20, 25l bottles but arround top on 50l, which incorporate lifting handles. Capacity 4 litters. #(2318-0010) | The Fisher Catalogue 1998/ ASP-710-010M | 25
02-07-02476 | Aspirator bottles, rigid polyethylene, narrow neck, round with air vented 12mm bore tap, screw-on cap and plastic covered band arround shoulder on 20, 25l bottles but arround top on 50l, which incorporate lifting handles. Capacity 10 litters. #(2318-0020) | The Fisher Catalogue 1998/ ASP-710-020J | 25
02-07-02477 | Aspirator bottles, rigid polyethylene, narrow neck, round with air vented 12mm bore tap, screw-on cap and plastic covered band arround shoulder on 20, 25l bottles but arround top on 50l, which incorporate lifting handles. Capacity 25 litters. | The Fisher Catalogue 1998/ ASP560-010Q | 50
02-07-02478 | Baskets for test tubes. #(BIR-300R) | The Fisher Catalogue 1998 | 100
02-07-02479 | Bottles Glass Media. #(BTS-310-010X) | The Fisher Catalogue 1998 | 1000
02-07-02480 | Brushes test tubes. #(CMD-280-F) | The Fisher Catalogue 1998 | 1000
02-07-02481 | Disinfectants. #(CMD-280-11) | The Fisher Catalogue 1998 | 100
02-07-02482 | Automatic Colony counter electronic, Electric pressure sensor.with digital display, 220 V, 50 Hz. Electrical supply. #(CNW-358F) | The Fisher Catalogue 1998/ page 324 | 6
02-07-02483 | Applicators, wooden. 150 mm length. Each pack of 864 pcs. #(DIS-295-037N) | The Fisher Catalogue 1998/ page 429 | 1000
02-07-02484 | Aesculap, chirurgir-Suger, Electric suction pump, sucon I. #(HAMA) | Aesculap (B.Braun) | 25
02-07-02485 | SONOLINE Prima, Ultrasound, curved array transducer, with frequency 3.5, 5 mHz, linear array transducer 5 mHz, Linaer array transducer 7.5 mHz.. With video printer, and consumable including papers for the video printer and Gell for one year of operation. and with installation and training. | Siemens | 1
02-07-02486 | SonoAce 3200,Diagnostic Ultrasound system. With Electronic counter Array probes (3.5MHz /60D/60R, 3.5 MHz /89D 40R, 5.0 MHz /60D/40R, 3.0 MHz /90D/20R, 6.5 MHz /86D/20R, 6.5 MHz /140D/10R) and electronic linear array probes (3.5 MHz /85mm. Application / Abdominal, Obstitrics, 7.5 MHz / 40mm, 7.5 MHz /60mm). for gynecological, vascular, pediatrics, prostate, small parts, with 4-point combination focusing, fetal parameter BPD, HC, OFD, CRL, AC, FL, FTA, AD, G.A. Rtios. with additional spare parts and accessories. | Kertz Technik AG | 2
02-07-02487 | Cardiart 8208, 12channels in A4 format. Graphic display. Full alphanumeric keyboard. Simultaneous 12 lead acquicision . Menu drive user. Optional modules. ECG analysis programmer. Direct PC connection through modem. Remote data transfer via modem. With extra papers and toner cartridges and spare parts. | BPL Health Care Bisnes group. | 2
02-07-02488 | Perfuser M.Desferal pump. Exchange transfusion set. #(CE0128) | Germany | 100
02-07-02489 | Timers, digital, count dawalup, dimentionss 63 x 12 x 29. #(TKP-100 W) | Any supplier | 10
02-07-02490 | Wooden shelves. | Any supplier | 50
02-07-02491 | Balances, compression spring. In plastic case, with a circular scale, protected by a transparant cover, over all dimentions 15 x 180 x 15 mm. Deep capacity 500 x 5 gm.. #(BAW - 260U) | Salter | 15
02-07-02492 | Color Monitor TV. Receiver 22", with remote control , soundmax and and video adpter player. | SONY | 2
02-07-02493 | DIGITAL Video Camera, | Any supplier | 1
02-07-02494 | Digital Camera. | Any supplier | 1
02-07-02495 | Neonatal Coat. | Any supplier | 20
02-07-02496 | Pediatric Bed for Hospital with all accessories including bed sheet, blankets, pillow and pillow cover. Fluid resistant cover and matterss. | Any supplier | 100
02-07-02497 | Typewriter Electric with Arabic/English Keyboard with additional toner cartridges. | Any supplier | 2
02-07-02498 | Slit Lamp, with application tonometer. With binocular optics type microscope and two position revolving objective 10 x and 16x eye piece. Magnification 10x -16x/16x -25x. Field of view 18.5-12mm/16-10.5mm. 51.5-87mm interpupillary adjustment. with slit projection IX,slit width 0-12 continuously variable mm. slit length 12mm(1.8-12 mm continuously variable). aperture diameter 12-9-5-1-0.2mm. with cobalt blue,red free,heat absorbing,neutral density filters. slit angle +/-900 continuous. Swivel of slit prism +/1800 scale for angular difference. slit vertical angle 00-50-100-150-200. travel of instrument base Z vertical 35mm X axis 108mm Yaxis 113mm. Horizontal adjustment 10mm. with tabletop:380x500mm. fixation lamp:micro lamp 18v 26ma Red. vertical adjustment 71mm. light source: 6v 20w Halogen lamp. power requirement 220v, 50Hz. with vok 90 slit lamp lense and 3 mirror contact lense. with standard accessories: chin rest tissues, spare illumination bulb, fuses & maintenance items. #(SL-16) | KEELER (HALMA GOUP COMPANY through ODELGA/ the export ophthalmic catalogue | 6
02-07-02499 | Slit Lamp / motorized table with applanation tonometer,3 mirror contact, rotation +90, lifgt source(bulb) 6V, 4.5A tungestem with microscope (stereo, binocular) of total magnification power of 10-25X, fixation light of standard contents, video attachment, goldman applanation tonometer, lotmar visometer, depth measuring attachment for cornea and anterior chamber. waranty for one year,. #(12-281 UMDNS) | HAAG-Streit HS 900 BM | 6
02-07-02500 | Keeler Javal Keratometer. Measuring range: 30.00-60.00dpt (rating 0.25dpt) 5.6-11.3 (rating 0.05mm), rating scale: tabo&international. Lines of sight: according to Javal. Instrument base: x,y &z precision movement. Chin rest: adjustable height with occluder. power supply: 220v, 50Hz. instrument voltage 6V. main illumination: 6v-10w. scale illumination: 6v-3w. | KEELER (HALMA GOUP COMPANY through ODELGA/ the export ophthalmic catalogue | 3
02-07-02501 | Keeler all pupil indirect ophthalmoscope - kit A. EELER PART No.220V: 1204-P-2213. | KEELER (HALMA GOUP COMPANY through ODELGA/ the export ophthalmic catalogue | 5
02-07-02502 | Ultra 50, binocular indirect Ophthalmoscope system. IPD sizes ranging from 50-74mm may. With Halogen light source. Universal power center. Energy pack. With additional accessories and spare parts. | Clement Clarke (A HAAG-STREIT COMPANY). Through Odelga | 6
02-07-02503 | Sterio-Diagonal-Inverter SDI II, binocular indirect ophthalmomicriscope BIOM II, with wide-angle observation system for viterico-retinal surgery. SCWF Super contact wide field lens. CWF contact wide field lens. CCF contact central field lens. APL autoclavable panoramic lens. Handle for OCULUSwide angle contact lenses. Ophthalmoscopy mirror. Condensing lenses with handle. complete set with additional acessories and spare parts. #(54540) | Oculus International, through Odelga. | 5
02-07-02504 | Non contact Tonometers (complete), (Keeler pulsair 2000) including carrying bag and a wall mounting kit. Recording charts, mobile charger, double/single charger. Rechargable batteries. #(2401 P-2372) | KEELER (HALMA GOUP COMPANY through ODELGA/ the export ophthalmic catalogue | 10
02-07-02505 | Direct Ophthalmoscope (specialist) 3.5v recordable battery. With accessories. #(1132,P-1026) | KEELER (HALMA GOUP COMPANY through ODELGA/ the export ophthalmic catalogue | 10
02-07-02506 | Torch, keeler high intensit penlight 6 (pack). With additional lamps. #(1602-P-1013) | KEELER (HALMA GOUP COMPANY through ODELGA/ the export ophthalmic catalogue | 5
02-07-02507 | Direct ophthalmoscope (Heine K 180 ophthalmoscope) full function instrument. C,02-30-207 . With battery charger handle and rechargable batteries. And additional Halogen Bulb. 3.5v. #(B,02.11-5011) | Heine optotechnic ophthalmology through Odelga. PC 4 | 10
02-07-02508 | Alpha ophthalmic examination lamp. For anterior segment examination in focal lifgt. With extra spare bulbs. #(D-01.81.122) | Heine optotechnic ophthalmology through Odelga. | 10
02-07-02509 | Autorefractor, with real time data display. PD measurement, adjustable vertex distance. Multi-averaging system. Fast and silent printer. Stand-by function. 5" monochrome display. Dimentions WXDXH 307X470X470mm. Weight 18 kg. Power supply 220V, 50hZ. With all accessories, extra thermal papers and spare parts. #(TR-3000) | TOMEY / through Odelga | 6
02-07-02510 | Keeler four sided test type wall mounted Motorized. #92204-P-2154) | KEELER (HALMA GOUP COMPANY through ODELGA/ the export ophthalmic catalogue | 10
02-07-02511 | Trial Lens Sets and LVA Assessment Sets. Sussex vision trial lens set with handles on cylinder in case. Incluse reduced aperture glass lenses. Aluminium 38mm mounts. Option of cylinders with or without handles. Smart wooden case. Accessories include:- Maddox Rod; Red glass; Green Glass; Stenopatic Slit; Pinhole Disc and 2 Blank Discs. #(2201-P-1076) | KEELER (HALMA GOUP COMPANY through ODELGA/ the export ophthalmic catalogue | 10
02-07-02512 | Trail frames (new occulus universal). AO style design. Tough metal construction. Durable black finish. #(2207-P-1173) | KEELER (HALMA GOUP COMPANY through ODELGA/ the export ophthalmic catalogue | 10
02-07-02513 | Synaptophore/Synaptometer. With integrated mechanism for after image, Haidinger brushes, image flickering, measurement of horizontal and vertical deviations and cyclophoria; including facility for height adjustment between right and left eye, 20 pairs of Synoptophore slides, 26 pairs of sph. correction lenses, convex and concave, spare bulb, dust cover and computer-mouse for alternate flashing. with instrument table with two drawers (37180). #(58150) | Oculus International, through Odelga. | 6
02-07-02514 | Perimeter octopus 101: complete clinical perimeter. with computer assisted kinetic. full threshold testing with tendency oriente perimetry (TOP) in close to 2 minutes. Blue-on-Yellow perimetry. Real-time fixation monitoring and control system ensuring 100% reliability of test results. PC controlled operating system with PeriTrend statistical data analysis software windows. with all specifications. Octoppus 1-2-3: Efficient office perimeter. with all accessories and spare parts and with training. #(OCTOPUS 101) | HS INTERNATIONAL through odelga | 6
02-07-02515 | Surgical Microscope for Ophthalmology, with assiatant's attachment and Zoom video adapter,magnification display and reset buttons for XY and focus, intutive controls for zoom, focus, XY and light intensity, and with essential eye pieces. . with teaching acessories. with reaining. #(12-539 as listed VMDNS) | AIBERT-Wetzlar GMBH (153002) Germany/HPCS catalogue | 1
02-07-02516 | Microscopic Forceps. #(BD 320 R) | AESCULAP genral catalogue | 10
02-07-02517 | Microscopic Forceps. #(BD 321 R) | AESCULAP genral catalogue | 10
02-07-02518 | Micro Scissors (spring type) flat handles, vannas. 85mm.. #(OC 498 R) | AESCULAP genral catalogue | 20
02-07-02519 | Castroviyo. 95mm.. #(OC 485 R) | AESCULAP genral catalogue | 20
02-07-02520 | Wecker (eye Scissor). 110mm.. #(OC 461 R) | AESCULAP genral catalogue | 20
02-07-02521 | Micro Suter tying forceps. Vise. #(BD 505 R) | AESCULAP genral catalogue | 10
02-07-02522 | Micro Suter tying forceps. Vise. #(BD 337 R) | AESCULAP genral catalogue | 10
02-07-02523 | Punches for (Dacrocysto rhinostomy) kerrison-punches detachable 900. Kerrisin-punches non detachable 900. #(FG 773 R) | AESCULAP genral catalogue | 10
02-07-02524 | Needle holder for micro surgery. Castroviejo with catch 145mm.. #(BM 563 R) | AESCULAP genral catalogue | 20
02-07-02525 | Needle holder for micro surgery. Castroviejo without catch 185mm.. #(FD 080 R) | AESCULAP genral catalogue | 20
02-07-02526 | Micro needle holder with round handles barraruer. With cutch FD 232 R. #(BM 560 R) | AESCULAP genral catalogue | 20
02-07-02527 | Micro needle holder with round handles barraruer. Without cutch FD 230 R.. #(BM 560 R) | AESCULAP genral catalogue | 20
02-07-02528 | Muller needle holder. #(FB 021 R, FB 061 R) | AESCULAP genral catalogue | 20
02-07-02529 | Self-retaining retractor (lid retractor) barraquer. #(OA 200 R) | AESCULAP genral catalogue | 20
02-07-02530 | Micro Scissors (spring type) flat handles wecker eye scissor. #(OC 461 R) | AESCULAP genral catalogue | 20
02-07-02531 | Keeler Compact Refraction unit with instrument. 220V, 50 Hz. Current 600w. Uxillary instrument voltage 3v-12v. With compact control pabel, matching practitioers seating. With spare parts and accessories. | KEELER (HALMA GOUP COMPANY through ODELGA/ the export ophthalmic catalogue | 5
02-07-02532 | Corneal Topography system. eye sys system 2000. #(18-038 as listed (VMDNS).), Installation and training for doctors and engineers. | HPCS catalogue | 2
02-07-02533 | EPIC The Compact and Portable Ophthalmic Laser System.Ophthalmic Lasers, Argon and Krypton 920/920, with delivery system type/ slit lamp, intraocular probe, handpieces, indirect ophthalmoscope. With waranty for one year and training for two doctors. #(17-773, 17-702) | COHERENT, Ultima or HGM (spectrum ks) | 2
02-07-02534 | Phacoemulsification cataract extraction units. Storz DP 1402-DP 1603 Surgical design ocusystem art. #(17-596) | HPCS catalogue | 3
02-07-02535 | Eye wear safety laser. #(17-650) | HPCS catalogue | 10
02-07-02536 | Topography Concepta-the Refraction unit. With trial lens drawer. Keyboard for built-in PC . Keypad-type control panel. Flopy drive. Remote control unit. High-performance keratograph software. With accessories, spare parts and training. | Oculus International, through Odelga. | 1
02-07-02537 | Etereopsis tests. 50940, 50941,50920,50930,50700,4398,43990,52600. | Economical Autorefractor Tomy. | 1
02-07-02538 | Symmetrical Elevating Table. Top size 470x920, elevating distance 180. Min. height 680. Max. height 860. Weight 44 kg. Max. load 80 kg. Electrical supply: 220-50 Hz. With two drawers. With all spare parts and accessories. #(37180) | Oculus International, through Odelga. | 6
02-07-02539 | Stool revolving chair. Stainless steel. For laboratory use. | Any supplier | 10
02-07-02540 | Eye models, MV8. Size 5x, No. of parts 6, with base, horizontal split. | Export Keeler Catalogue. Through Odelga. (the export ophthalmic catalogue). | 6
02-07-02541 | Structural anatomy of the eeye (poster). #(2218-P-7007) | Export Keeler Catalogue. Through Odelga. (the export ophthalmic catalogue). | 20
02-07-02542 | Disorders of the eye. (poster). #(2218-P-7006) | Export Keeler Catalogue. Through Odelga. (the export ophthalmic catalogue). | 20
02-07-02543 | Cross Section of the eye. (poster). #(2218-P-7008) | Export Keeler Catalogue. Through Odelga. (the export ophthalmic catalogue). | 20
02-07-02544 | Anterior and Posterior Chambers of the Eye. (poster). #(2218-P-7005) | Export Keeler Catalogue. Through Odelga. (the export ophthalmic catalogue). | 20
02-07-02545 | Intraoccular lenses. Type (cee on.) anterior chamber power 12 to 20. Posterior chamber power 15 to 24. | Any supplier | 1000
02-07-02546 | Pack of two vista 20 ophthalmoscope bulbe 350 halogen. For Special direct Ophthalmoscope. #(1011.P.7034) | Export ophthalmology Catalogue. | 40
02-07-02547 | Pack of two 60 halogen bulb for pulsair and pulsair 2000. For non contact Tonometer. #(1024-P.7080) | Export ophthalmology Catalogue. | 40
02-07-02548 | Bulb for focal illuminator. (pen tourch). For pen tourch Keeler. #(1016.P.5054) | Export ophthalmology Catalogue. | 20
02-07-02549 | Bulb for Haag streit slit lamp 900. For Haag streit Slit lamp. | Export ophthalmology Catalogue. | 20
02-07-02550 | Vertix FD, the new digital generation, ceiling-mounted, receptor stand, central beam height, generator, Imaging station, central electronics, connection for Laser camera. With all accessories and spare parts. Installation and training for engineers, maintenance for two years after the one year warranty. #(OMNIA) | SIMENS | 10
02-07-02551 | SONOLINE ELEGRA,3D, digital ultrasound system, with all options and transducers (Curved array 3.5C40H, linear 7.5L40, phased sector 7.5L13 with doctors training. And all accessories and spare parts.Installation, training for 2 doctors, maintenance contract for two years after the one year warranty. | SIMENS | 2
02-07-02552 | Multix compact with (Radiographic table, wall cassette holder, optilix X-Ray tube, X-Ray generator, comparession belt, cassette holder with and without bracket. With all accessoris and spare parts. Installation and maintenance contract for two years after the one year warranty. | SIMENS | 4
02-07-02553 | Universal Vertix UM, X-Ray system for radiography. With compression belt and Head support. And OPTILIX X-ray tube 150/30/50C-100 and POLYDOROS LX 50 Lite generator. With all accessories and spare parts. Installation and training for engineers, maintenance for two years after the one year warranty. Weight: 220 kg. | SIEMENS | 6
02-07-02554 | Polymobile. Plus. Main voltage 220V, 50Hz. kVp-range 40-125 kV in 24 steps, weight 162 kg. Dimentions footprint (l x w x h) 1252 x 770 x 1239 mm. Light field intensity: halogen lamp min. 180 lux at 1 m SID. Manually-adjustable multi-leaf collimator, rotatable + 450.length of power cord 5.5 m. with all accessories and spare parts.Installation and maintenance contract for two years after the one year warranty. | SIMENS | 5
02-07-02555 | Polymobile. Plus. Main voltage 220V, 50Hz. kVp-range 40-125 kV in 24 steps, weight 153 kg. Dimentions footprint (l x w x h) 1300 x 770 x 1325 mm. Light field intensity: halogen lamp min. 180 lux at 1 m SID. rotatable + 900.length of power cord 5.5 m. with all accessories and spare parts.Installation and maintenance contract for two years after the one year warranty. | SIMENS | 5
02-07-02556 | Series 9800, vascular mobile Imaging system. O.R. fixed room performance, with intuitive touch screen control including (patient information, 9 on 1 image collage, vascular imaging modes, subtraction and roadmapping), 1 K2 high resolution 16 bit image processor. on-board instant dry imaging film/paper printer (no dark room needed). high output rotating anode X-Ray tube. 1 K2 high resolution CCD camera. pre View collimation. physician review station. C-Arm control. physician controlled X-Ray footswitch. 15kW generation for pulsed digital cine bolus chasing. advanced vascular feature including (real-time digital recording, long-term archival storage, easy-to-use DSA and roadmap capabilitie. With training. And all spare parts and accessories.Installation and maintenance contract for two years after the one year warranty. | (OEC/GE) A GE Medical system Company. | 1
02-07-02557 | Lithostar Multiline with Ultrasound in line for localization of stones. With training two doctors and one engineer. All necessary spare parts and accessories. Installation and maintenance contract for two years after the one year warranty. | SIEMENS | 1
02-07-02558 | X-Ray film duplicator, function / copies, subracts copies. With waranty for one year, pressure lid for precise file contact, portable, exposure timer set in half-second increments, automatic exposure control shut off light source. | Byers Industries - 315A:355A. | 2
02-07-02559 | X-ray film handling equipment/ automatic day light, system type centralized, transport system - film pocket, rollers, belts. Compatible with all types of film cassettes and waranty for one year. Error tracking and printing. With training. | Konica or Agfa or Kodak - multiloader 700 plus. | 5
02-07-02560 | Automatic X-Ray film proccessor | KODAK/ AGFA | 15
02-07-02561 | Linear Probe (ultrasound probe) 7.5 MHz for Sonoline Versa. | SIEMENS | 5
02-07-02562 | Linear Probe 7.5 MHz for sonoline prima | SIEMENS | 5
02-07-02563 | Bulky wall stand / SIREGRAPH D340. | SIEMENS | 2
02-07-02564 | In-Line Ultrasound Localization system. For / Lithostar Multiline. | SIEMENS | 1
02-07-02565 | Shock wave head for Lithostar Multiline | SIEMENS | 10
02-07-02566 | Shock wave generator (energy component) for / Lithostar Multiline. | SIEMENS | 2
02-07-02567 | Spark gap Module for / Lithostar Multiline. | SIEMENS | 3
02-07-02568 | Coupling bellows for / Lithostar Multiline. | SIEMENS | 10
02-07-02569 | Special oil (refill probe) for sonoline SX ultrasound | SIEMENS | 10 Lit
02-07-02570 | Dry film for DRYSTAR TM 1 B Agfa 100 NIF (14*17) Inch Pk of 100 | SIEMENS | 200pk
02-07-02571 | Magnetic Optical Diskette (MOD) for Somatom AR-Star | SIEMENS | 10
02-07-02572 | X-Ray Cassettes, size ( 8 X 10) inches. | REGO / X-ray accessories catalogue. Germany. | 50
02-07-02573 | X-Ray Cassettes, size (10 X 12) inches. | REGO / X-ray accessories catalogue. Germany. | 50
02-07-02574 | X-Ray Cassettes, size (14 X 14) inches. | REGO / X-ray accessories catalogue. Germany. | 50
02-07-02575 | X-Ray Cassettes, size (14 X 17) inches. | REGO / X-ray accessories catalogue. Germany. | 50
02-07-02576 | X-Ray Cassettes, size (6 X 15) inches. | REGO / X-ray accessories catalogue. Germany. | 50
02-07-02577 | x-Ray film markers, timer set. For radiology Dept. | REGO / X-ray accessories catalogue. Germany. | 100
02-07-02578 | Eluson Ultrasound Gel. Kanister 10 L inhalt. Diagnostic radiology. | REGO / X-ray accessories catalogue. Germany. | 250
02-07-02579 | Quality control and consistency testing. In diagnostic radiology. | REGO / X-ray accessories catalogue. Germany. | 10
02-07-02580 | X-Ray protection, aprons. | REGO / X-ray accessories catalogue. Germany. | 20
02-07-02581 | X-Ray protection, rego ovary protection. | REGO / X-ray accessories catalogue. Germany. | 20
02-07-02582 | X-Ray protection, rego Gound protection. | REGO / X-ray accessories catalogue. Germany. | 20
02-07-02583 | Identification Camera. ID3. For diagnostic radiology. | REGO / X-ray accessories catalogue. Germany. | 20
02-07-02584 | High quality X-Ray film viewing to DIN 6856 with blinds for inspection. | REGO / X-ray accessories catalogue. Germany. | 100
02-07-02585 | Truss pads. For X-Ray diagnostic. | REGO / X-ray accessories catalogue. Germany. | 10
02-07-02586 | Safe Lights Art.Nr.643011 for diagnostic Radiology. #(643011) | REGO / X-ray accessories catalogue. Germany. | 50
02-07-02587 | Ultrasound colour printer, for Sonoline Versa. | SIEMENS | 2
02-07-02588 | Work Tables for X-Ray departments (cabinets). #(644016) | REGO / X-ray accessories catalogue. Germany. | 10
02-07-02589 | Biotel power injector for contrast medium injection. For C.T-scan. | SIEMENS | 20
02-07-02590 | Perfuser Compact. (The handy syringe pump for use on all wards). 220 V, 50Hz. #(8714827) | B/BRAUN Medical product | 50
02-07-02591 | Perfuser for the precision syringe pump for anesthesia and intensive care medicine. 220 V, 50 Hz. #(8713898) | B/BRAUN Medical product | 10
02-07-02592 | Perfuser Blustokolyse (Syringe pump for administration of betamimetics). #(8718725) | B/BRAUN Medical product | 20
02-07-02593 | Infusomat (the volumetric infusion pump) for anesthesia and intensive care medicine. 220-240 V, 50 Hz. #(8715440) | B/BRAUN Medical product | 20
02-07-02594 | Infusomat P (the volumetric infusion pump for use with intrafix P ) I.V. administration sets. #(8712212) | B/BRAUN Medical product | 15
02-07-02595 | Braunostat 5 (infusion stends). #(8727503) | B/BRAUN Medical product | 40
02-07-02596 | Multifuse (Portable volumetric infusion pumps with easy-to-select infusion program). #(8710899) | B/BRAUN Medical product | 15
02-07-02597 | Perfusor ME set (clock work driven syringe pump for ambulatory infusion). For intensive (the workstation for intensive care therapy) component (FM controller, FM computer, FM sigment F, FM sigment P, FM sigment C, FM sigment S). #(8710058) | B/BRAUN Medical product | 12
02-07-02598 | Fluorimeter (6200) with light source 75W. High intensity Xenon. #(6200) | JENWAY | 15
02-07-02599 | MLTIMOX, pos 703(Neutro 6. Arrclli, trolleys, chariots, servier wagon). | M System | 15
02-07-02600 | The Hader Humeral Nailing System. | CORIFIX | 12
02-07-02601 | Non Invasive Blood Pressure Module. | Marquette Hellige Medical System | 6
02-07-02602 | Technoconsult Laboratory System. (Mutirom + 2000/3000, energy cells 2000/3000 + energy supply bridge + PP basin with Filling + Berich tops). | NEERBERGER | 12
02-07-02603 | Transcan TS 2000, innovation in brest care. | SIEMENS | 4
02-07-02604 | Maternity Bed. (delivery bed). | Odelga medifa | 4
02-07-02605 | Siremobile compact. With video printer, VCR, DICOM, laser aimer, image storage capacity, laser targeting device, multi format camera, MOD, 2 monitors, vascular.all accessories and spare parts.Installation and maintenance contract for two years after the one year warranty. | SIMENS | 1
02-07-02606 | Versa Pulse VPN/The versa Pulse C. the versa pulse Aesthetic Laser. Installation and maintenance contract for two years after the one year warranty and training for doctors #(VPW pulse C) | COHERENT Medical Group | 1
02-07-02607 | Ultra Pulse. Surgical Laser 5000L. Installation and maintenance contract for two years after the one year warranty and training for doctors | COHERENT Medical Group | 1
02-07-02608 | Dornier Medilas E: high power Erbium laser for dermatological and Aesthetic surgery. With scanner. Single shot mode treatment at critical locations and sensetive structures. Burst mode for treatment with defined energy dosage. Low energy pulse mode for hemostatic ablation. with printing device. with smoke evacuation system. with extra quantities of analgesic cream. water proof touch panel surrounding the LCD-screen. class IIb according to Europian Medical device directive 93/94/EWG protection Class I, type B, laser class IV. standards: EN 6060 I-2-22, EN 60825, Europian Medical device directive (CE). with applicatoin device: Hand piece: Dornier Vario Spot 90. spot diameter: click stop position at 2,5,5,10,20,40 mm.. working distance: 4cm. protection against contamination. Dornier Laser Scanner: 100-800 ml, 20 Hz, diameter: 3.6 mm. weight: 27g. with installation, spare parts, accessories and training. | Dornier MedTech/ Germany | 2
02-07-02609 | Laproscope set, (insuflator air introducer, ports, camera, monitor). And all accessories. | Any supplier | 1
02-07-02610 | Nerve stimulators.HF Surgery accessories. #(70-71) | AESCULAP | 2
02-07-02611 | Nerve Stimulator with rechargable accumulator for application during the operation. GK 701R, GK 703R. #(GN 015, GN 016, GN 013) | AESCULAP | 2
02-07-02612 | Superix 180N. | Odelga medifa | 2
02-07-02613 | Cryotherapy, (cortex technology). Das crypro Maxi + Das cryopro mini and all accessories. | CRYOPRO | 2
02-07-02614 | Elan-E, surgical motor. #(GA 820) | AESCULAP/General Catalogue | 4
02-07-02615 | Elan-E, surgical motor. #(G 825) | AESCULAP/General Catalogue | 4
02-07-02616 | Elan-E, surgical motor. #(G 850) | AESCULAP/General Catalogue | 4
02-07-02617 | Elan-E, surgical motor. #(G 855) | AESCULAP/General Catalogue | 4
02-07-02618 | Foot Controls. #(GA 188) | AESCULAP/General Catalogue | 6
02-07-02619 | Foot Controls. #(GA 411) | AESCULAP/General Catalogue | 6
02-07-02620 | Foot Controls. #(GA 139) | AESCULAP/General Catalogue | 6
02-07-02621 | Foot Controls. #(GA 136) | AESCULAP/General Catalogue | 6
02-07-02622 | Mobile Stator. #(GA 412) | AESCULAP/General Catalogue | 6
02-07-02623 | Mobile Stator. #(GA 413) | AESCULAP/General Catalogue | 6
02-07-02624 | Mobile Stator. #(GA 415) | AESCULAP/General Catalogue | 6
02-07-02625 | Mobile Stator. #(GA 419) | AESCULAP/General Catalogue | 6
02-07-02626 | Mobile Stator. #(GA 409) | AESCULAP/General Catalogue | 6
02-07-02627 | Mobile Stator. #(GA 307) | AESCULAP/General Catalogue | 6
02-07-02628 | Mobile Stator. #(GA 418) | AESCULAP/General Catalogue | 6
02-07-02629 | Mobile Stator. #(GD 413) | AESCULAP/General Catalogue | 6
02-07-02630 | Strong flexible cables, suitable hand piece for large bone surgery. 160mm long. #(GA 156) | AESCULAP/General Catalogue | 6
02-07-02631 | Strong flexible cables, suitable hand piece for large bone surgery. 210mm long. #(GA 172) | AESCULAP/General Catalogue | 6
02-07-02632 | Drill hand piece with forward and reverse gear. #(GB 210) | AESCULAP/General Catalogue | 6
02-07-02633 | Drill hand piece with forward and reverse gear. #(GB 221) | AESCULAP/General Catalogue | 6
02-07-02634 | Drill hand piece with forward and reverse gear. #(GB 222) | AESCULAP/General Catalogue | 6
02-07-02635 | Drill hand piece with forward and reverse gear. #(GB 223) | AESCULAP/General Catalogue | 6
02-07-02636 | Drill hand piece with forward and reverse gear. #(GB 224) | AESCULAP/General Catalogue | 6
02-07-02637 | Drill hand piece with forward and reverse gear. #(GB 225) | AESCULAP/General Catalogue | 6
02-07-02638 | Drill hand piece with forward and reverse gear. #(GB 226,224) | AESCULAP/General Catalogue | 6
02-07-02639 | Saw hand pieces. #(GB 125) | AESCULAP/General Catalogue | 6
02-07-02640 | Saw hand pieces. #(GB 124) | AESCULAP/General Catalogue | 6
02-07-02641 | Saw hand pieces. #(GB 123) | AESCULAP/General Catalogue | 6
02-07-02642 | Saw hand pieces. #(GB 132) | AESCULAP/General Catalogue | 6
02-07-02643 | Saw hand pieces. #(GB 131) | AESCULAP/General Catalogue | 6
02-07-02644 | Hand Pieces for long Bone Surgery, drill hand pieces. #(GB 101) | AESCULAP/General Catalogue | 6
02-07-02645 | Hand Pieces for long Bone Surgery, drill hand pieces. #(GB 102) | AESCULAP/General Catalogue | 6
02-07-02646 | Hand Pieces for long Bone Surgery, drill hand pieces. #(GB 103) | AESCULAP/General Catalogue | 6
02-07-02647 | Hand Pieces for long Bone Surgery, drill hand pieces. #(GB 104) | AESCULAP/General Catalogue | 6
02-07-02648 | Hand Pieces for long Bone Surgery, drill hand pieces. #(GB 105) | AESCULAP/General Catalogue | 6
02-07-02649 | Hand Pieces for long Bone Surgery, drill hand pieces. #(GB 106) | AESCULAP/General Catalogue | 6
02-07-02650 | Drill Hand Pieces. #(GB 100) | AESCULAP/General Catalogue | 6
02-07-02651 | Drill Hand Pieces. #(GB 101) | AESCULAP/General Catalogue | 6
02-07-02652 | Drill Hand Pieces. #(GB 306) | AESCULAP/General Catalogue | 6
02-07-02653 | Drill Hand Pieces. #(GB 307) | AESCULAP/General Catalogue | 6
02-07-02654 | Drill Hand Pieces. #(GB 38) | AESCULAP/General Catalogue | 6
02-07-02655 | Drill Hand Pieces. #(GB 10) | AESCULAP/General Catalogue | 6
02-07-02656 | Craniotome. #(GB 299) | AESCULAP/General Catalogue | 6
02-07-02657 | Universal Angled hand Piece. #(GB 115) | AESCULAP/General Catalogue | 6
02-07-02658 | Hand Piece for hip arthroplasty. #(GB 121) | AESCULAP/General Catalogue | 6
02-07-02659 | Dermatome. #(GB 230) | AESCULAP/General Catalogue | 6
02-07-02660 | Light flexible cables (fitting ELAM-E surgical motor). (GA 220, 850, 855). #(GA 176) | AESCULAP/General Catalogue | 6
02-07-02661 | Light flexible cables (fitting ELAM-E surgical motor). (GA 220, 850, 855). #(GA 173) | AESCULAP/General Catalogue | 6
02-07-02662 | Hand Piece with forward and reverse gear. #(GB 200) | AESCULAP/General Catalogue | 6
02-07-02663 | Hand Piece with forward and reverse gear. #(GB 221) | AESCULAP/General Catalogue | 6
02-07-02664 | Hand Piece with forward and reverse gear. #(GB 224) | AESCULAP/General Catalogue | 6
02-07-02665 | Hand Piece with forward and reverse gear. #(GB 225) | AESCULAP/General Catalogue | 6
02-07-02666 | Hand Piece with forward and reverse gear. #(GB 226,224) | AESCULAP/General Catalogue | 6
02-07-02667 | Hand Piece with forward and reverse gear. #(GB 227) | AESCULAP/General Catalogue | 6
02-07-02668 | Hand Piece with forward and reverse gear. #(GB 222) | AESCULAP/General Catalogue | 6
02-07-02669 | Hand Piece with forward and reverse gear. #(GB223) | AESCULAP/General Catalogue | 6
02-07-02670 | Saw Hand Pieces. #(GB 200) | AESCULAP/General Catalogue | 6
02-07-02671 | Saw Hand Pieces. #(GB 221) | AESCULAP/General Catalogue | 6
02-07-02672 | Saw Hand Pieces. #(GB 224) | AESCULAP/General Catalogue | 6
02-07-02673 | Saw Hand Pieces. #(GB 225) | AESCULAP/General Catalogue | 6
02-07-02674 | Saw Hand Pieces. #(GB 226) | AESCULAP/General Catalogue | 6
02-07-02675 | Saw Hand Pieces. #(GD 310) | AESCULAP/General Catalogue | 6
02-07-02676 | Saw Hand Pieces. #(GD 340) | AESCULAP/General Catalogue | 6
02-07-02677 | Saw Hand Pieces. #(GD 370) | AESCULAP/General Catalogue | 6
02-07-02678 | Hand Piece for small bone surgery and micro bone surgery, Dermatome. #(GB 231) | AESCULAP/General Catalogue | 6
02-07-02679 | Skin abration hand Piece. #(GB 280) | AESCULAP/General Catalogue | 6
02-07-02680 | Hand Pieces for drilling, curetting, abrasing. #(GD 450) | AESCULAP/General Catalogue | 6
02-07-02681 | Hand Pieces for drilling, curetting, abrasing. #(GD 451) | AESCULAP/General Catalogue | 6
02-07-02682 | Hand Pieces for drilling, curetting, abrasing. #(GD 452) | AESCULAP/General Catalogue | 6
02-07-02683 | Hand Pieces for drilling, curetting, abrasing. #(GD 455) | AESCULAP/General Catalogue | 6
02-07-02684 | Hand Pieces for drilling, curetting, abrasing. #(GD 456) | AESCULAP/General Catalogue | 6
02-07-02685 | Hand Pieces for drilling, curetting, abrasing. #(GD 457) | AESCULAP/General Catalogue | 6
02-07-02686 | Hand Pieces for drilling, curetting, abrasing. #(GD 465) | AESCULAP/General Catalogue | 6
02-07-02687 | Hand Pieces for drilling, curetting, abrasing. #(GD 466) | AESCULAP/General Catalogue | 6
02-07-02688 | Hand Pieces for drilling, curetting, abrasing. #(GD 467) | AESCULAP/General Catalogue | 6
02-07-02689 | Hand Pieces for drilling, curetting, abrasing. #(GB 161) | AESCULAP/General Catalogue | 6
02-07-02690 | Hand piece for interchangeable attachments. #(GB 162) | AESCULAP/General Catalogue | 6
02-07-02691 | Hand piece for interchangeable attachments. #(GB 191) | AESCULAP/General Catalogue | 6
02-07-02692 | Hand piece for interchangeable attachments. #(GB 196) | AESCULAP/General Catalogue | 6
02-07-02693 | Hand piece for interchangeable attachments. #(GB 151) | AESCULAP/General Catalogue | 6
02-07-02694 | Hand piece for interchangeable attachments. #(GB 155) | AESCULAP/General Catalogue | 6
02-07-02695 | Hand piece for interchangeable attachments. #(GB 156) | AESCULAP/General Catalogue | 6
02-07-02696 | Hand Piece for small bone surgery and microbone surgery (Drill pieces). #(GB 166) | AESCULAP/General Catalogue | 6
02-07-02697 | Hand Piece for small bone surgery and microbone surgery (Drill pieces). #(GB 169) | AESCULAP/General Catalogue | 6
02-07-02698 | Craniotomes. #(GB 265) | AESCULAP/General Catalogue | 6
02-07-02699 | Craniotomes. #(GB 268) | AESCULAP/General Catalogue | 6
02-07-02700 | Craniotomes for children. #(GB 292) | AESCULAP/General Catalogue | 6
02-07-02701 | Mucotome. #(GB 270) | AESCULAP/General Catalogue | 6
02-07-02702 | Coriotome. #(GB 333) | AESCULAP/General Catalogue | 6
02-07-02703 | Hand Piece with Internal cooling system.. #(GB 167) | AESCULAP/General Catalogue | 6
02-07-02704 | Hand Piece with Internal cooling system.. #(GB 168) | AESCULAP/General Catalogue | 6
02-07-02705 | Tumors dissectors. #(GB 650) | AESCULAP/General Catalogue | 6
02-07-02706 | Tumors dissectors. DBGM. #(GB 651) | AESCULAP/General Catalogue | 6
02-07-02707 | Tumors dissectors. #(GB 652) | AESCULAP/General Catalogue | 6
02-07-02708 | Tumors dissectors. DBGM. #(GB 653) | AESCULAP/General Catalogue | 6
02-07-02709 | Nucleous dissectors. #(GB 602) | AESCULAP/General Catalogue | 6
02-07-02710 | Nucleous dissectors. DBGM. #(GB 700) | AESCULAP/General Catalogue | 6
02-07-02711 | Nucleous dissectors. DBGM. #(GB 701) | AESCULAP/General Catalogue | 6
02-07-02712 | Nucleous dissectors. DBGM. #(GB 702) | AESCULAP/General Catalogue | 6
02-07-02713 | Nucleous dissectors. DBGM. #(GB 703) | AESCULAP/General Catalogue | 6
02-07-02714 | Arthroscopic shavers. #(GB 601) | AESCULAP/General Catalogue | 6
02-07-02715 | Arthroscopic shavers. #(GB 631) | AESCULAP/General Catalogue | 6
02-07-02716 | Arthroscopic shavers. #(GB 632) | AESCULAP/General Catalogue | 6
02-07-02717 | Arthroscopic shavers. #(GB 633) | AESCULAP/General Catalogue | 6
02-07-02718 | Arthroscopic shavers. DBGM. #(GB 646) | AESCULAP/General Catalogue | 6
02-07-02719 | Arthroscopic shavers. #(GB 582) | AESCULAP/General Catalogue | 6
02-07-02720 | Arthroscopic shavers. #(GB648) | AESCULAP/General Catalogue | 6
02-07-02721 | Arthroscopic shavers. #(GB 649) | AESCULAP/General Catalogue | 6
02-07-02722 | Arthroscopic shavers. #(GB 662) | AESCULAP/General Catalogue | 6
02-07-02723 | Arthroscopic shavers. #(GB 626) | AESCULAP/General Catalogue | 6
02-07-02724 | Arthroscopic shavers. #(GB 627) | AESCULAP/General Catalogue | 6
02-07-02725 | Arthroscopic shavers. #(GB 581) | AESCULAP/General Catalogue | 6
02-07-02726 | Arthroscopic shavers. DBGM. #(GB 622) | AESCULAP/General Catalogue | 6
02-07-02727 | Arthroscopic shavers. #(GB 666) | AESCULAP/General Catalogue | 6
02-07-02728 | Arthroscopic shavers. #(GB 583) | AESCULAP/General Catalogue | 6
02-07-02729 | Arthroscopic shavers. #(GB 617) | AESCULAP/General Catalogue | 6
02-07-02730 | Arthroscopic shavers. #(GB 619) | AESCULAP/General Catalogue | 6
02-07-02731 | Mnonpolar equipment for open surgery. Electronic handles. #(GB 209) | AESCULAP/General Catalogue | 6
02-07-02732 | Mnonpolar equipment for open surgery. Electronic handles. #(GB 207) | AESCULAP/General Catalogue | 6
02-07-02733 | Mnonpolar equipment for open surgery. Electronic handles. #(GB 205) | AESCULAP/General Catalogue | 6
02-07-02734 | Mnonpolar equipment for open surgery. Electronic handles. #(GB 203) | AESCULAP/General Catalogue | 6
02-07-02735 | Slim Style. #(GK 253Y) | AESCULAP/General Catalogue | 6
02-07-02736 | Slim Style. #(GM 210) | AESCULAP/General Catalogue | 6
02-07-02737 | Slim Style. #(GM 212) | AESCULAP/General Catalogue | 6
02-07-02738 | Slim Style. #(GM 206) | AESCULAP/General Catalogue | 6
02-07-02739 | Slim Style. #(GM 211) | AESCULAP/General Catalogue | 6
02-07-02740 | Slim Style. #(GM 221) | AESCULAP/General Catalogue | 6
02-07-02741 | Slim Style. #(GM 213) | AESCULAP/General Catalogue | 6
02-07-02742 | Slim Style. #(GM 215) | AESCULAP/General Catalogue | 6
02-07-02743 | Slim Style. #(GM 214) | AESCULAP/General Catalogue | 6
02-07-02744 | Slim Style. #(GM 208) | AESCULAP/General Catalogue | 6
02-07-02745 | Short working electrodes. #(GK 110R) | AESCULAP/General Catalogue | 6
02-07-02746 | Short working electrodes. #(GK 140R) | AESCULAP/General Catalogue | 6
02-07-02747 | Short working electrodes. #(GK 11R) | AESCULAP/General Catalogue | 6
02-07-02748 | Short working electrodes. #(GK 141R) | AESCULAP/General Catalogue | 6
02-07-02749 | Short working electrodes. #(GK 112R) | AESCULAP/General Catalogue | 6
02-07-02750 | Short working electrodes. #(GK 142R) | AESCULAP/General Catalogue | 6
02-07-02751 | Short working electrodes. #(GK 113R) | AESCULAP/General Catalogue | 6
02-07-02752 | Short working electrodes. #(GK 143R) | AESCULAP/General Catalogue | 6
02-07-02753 | Short working electrodes. #(GK 114R) | AESCULAP/General Catalogue | 6
02-07-02754 | Short working electrodes. #(GK 144R) | AESCULAP/General Catalogue | 6
02-07-02755 | Short working electrodes. #(GK 115R) | AESCULAP/General Catalogue | 6
02-07-02756 | Short working electrodes. #(GK 145R) | AESCULAP/General Catalogue | 6
02-07-02757 | Short working electrodes. #(GK 116R) | AESCULAP/General Catalogue | 6
02-07-02758 | Short working electrodes. #(GK 146R) | AESCULAP/General Catalogue | 6
02-07-02759 | Short working electrodes. #(GK 117R) | AESCULAP/General Catalogue | 6
02-07-02760 | Short working electrodes. #(GK 147R) | AESCULAP/General Catalogue | 6
02-07-02761 | Short working electrodes. #(GK 118R) | AESCULAP/General Catalogue | 6
02-07-02762 | Short working electrodes. #(GK 148R) | AESCULAP/General Catalogue | 6
02-07-02763 | Short working electrodes. #(GK 121R) | AESCULAP/General Catalogue | 6
02-07-02764 | Short working electrodes. #(GK 151R) | AESCULAP/General Catalogue | 6
02-07-02765 | Short working electrodes. #(GK 122R) | AESCULAP/General Catalogue | 6
02-07-02766 | Short working electrodes. #(GK 152R) | AESCULAP/General Catalogue | 6
02-07-02767 | Short working electrodes. #(GK 124R) | AESCULAP/General Catalogue | 6
02-07-02768 | Short working electrodes. #(GK 154R) | AESCULAP/General Catalogue | 6
02-07-02769 | Short working electrodes. #(GK 123R) | AESCULAP/General Catalogue | 6
02-07-02770 | Short working electrodes. #(GK 153R) | AESCULAP/General Catalogue | 6
02-07-02771 | Short working electrodes. #(GK 174R) | AESCULAP/General Catalogue | 6
02-07-02772 | Short working electrodes. #(GK 172R) | AESCULAP/General Catalogue | 6
02-07-02773 | Short working electrodes. #(GK 680R) | AESCULAP/General Catalogue | 6
02-07-02774 | Short working electrodes. #(GK 164R) | AESCULAP/General Catalogue | 6
02-07-02775 | Short working electrodes. #(GK 683R) | AESCULAP/General Catalogue | 6
02-07-02776 | Short working electrodes. #(GK 165R) | AESCULAP/General Catalogue | 6
02-07-02777 | Inserted long-shank electrodes. #(GK 125R) | AESCULAP/General Catalogue | 6
02-07-02778 | Inserted long-shank electrodes. #(GK 126R) | AESCULAP/General Catalogue | 6
02-07-02779 | Inserted long-shank electrodes. #(GK 127R) | AESCULAP/General Catalogue | 6
02-07-02780 | Inserted long-shank electrodes. #(GK 155R) | AESCULAP/General Catalogue | 6
02-07-02781 | Inserted long-shank electrodes. #(GK 156R) | AESCULAP/General Catalogue | 6
02-07-02782 | Inserted long-shank electrodes. #(GK 157R) | AESCULAP/General Catalogue | 6
02-07-02783 | Inserted long-shank electrodes. #(GK 128R) | AESCULAP/General Catalogue | 6
02-07-02784 | Inserted long-shank electrodes. #(GK 129R) | AESCULAP/General Catalogue | 6
02-07-02785 | Inserted long-shank electrodes. #(GK 158R) | AESCULAP/General Catalogue | 6
02-07-02786 | Inserted long-shank electrodes. #(GK 159R) | AESCULAP/General Catalogue | 6
02-07-02787 | Inserted long-shank electrodes. #(GK 131R) | AESCULAP/General Catalogue | 6
02-07-02788 | Inserted long-shank electrodes. #(GK 132R) | AESCULAP/General Catalogue | 6
02-07-02789 | Inserted long-shank electrodes. #(GK 133R) | AESCULAP/General Catalogue | 6
02-07-02790 | Inserted long-shank electrodes. #(GK 161R) | AESCULAP/General Catalogue | 6
02-07-02791 | Inserted long-shank electrodes. #(GK 162R) | AESCULAP/General Catalogue | 6
02-07-02792 | Inserted long-shank electrodes. #(GK 163R) | AESCULAP/General Catalogue | 6
02-07-02793 | Inserted long-shank electrodes. #(GK 424R) | AESCULAP/General Catalogue | 6
02-07-02794 | Inserted long-shank electrodes. #(GK 248R) | AESCULAP/General Catalogue | 6
02-07-02795 | Inserted long-shank electrodes. #(GK 467R) | AESCULAP/General Catalogue | 6
02-07-02796 | Das microtron EC, Motor system, power speed-system for precision surgery. | AESCULAP/General Catalogue | 6
02-07-02797 | Combi HF Surgical unit. (HF-Surgery accessories). #(GN 300) | AESCULAP/General Catalogue | 6
02-07-02798 | Combi HF Surgical unit. (HF-Surgery accessories). (TM 401). #(GN 350) | AESCULAP/General Catalogue | 6
02-07-02799 | Neurosurgery-Jet irrigation units. (GN 090). 220-240V, 50/60 Hz. #(GN 090) | AESCULAP/General Catalogue | 6
02-07-02800 | Arthroscopy ARTHRO RESECTOR. 220-240V, 50Hz. #(GN 360) | AESCULAP/General Catalogue | 6
02-07-02801 | Mnonpolars forceps, insulated. #(GK 012R) | AESCULAP/General Catalogue | 6
02-07-02802 | Mnonpolars forceps, insulated. #(GK 005R) | AESCULAP/General Catalogue | 6
02-07-02803 | Mnonpolars forceps, insulated. #(GK 007R) | AESCULAP/General Catalogue | 6
02-07-02804 | Mnonpolars forceps, insulated. #(GK 010R) | AESCULAP/General Catalogue | 6
02-07-02805 | Mnonpolars forceps, insulated. #(GK 013R) | AESCULAP/General Catalogue | 6
02-07-02806 | Mnonpolars forceps, insulated. #(GK 015R) | AESCULAP/General Catalogue | 6
02-07-02807 | Mnonpolars forceps, insulated. #(GK 006R) | AESCULAP/General Catalogue | 6
02-07-02808 | Mnonpolars forceps, insulated. #(GK 008R) | AESCULAP/General Catalogue | 6
02-07-02809 | Mnonpolars forceps, insulated. #(GK 009R) | AESCULAP/General Catalogue | 6
02-07-02810 | Mnonpolars forceps, insulated. #(GK 016R) | AESCULAP/General Catalogue | 6
02-07-02811 | Mnonpolars forceps, insulated. #(GK 737R) | AESCULAP/General Catalogue | 6
02-07-02812 | Mnonpolars forceps, insulated. #(GK 017R) | AESCULAP/General Catalogue | 6
02-07-02813 | Mnonpolars forceps, insulated. #(GK 738R) | AESCULAP/General Catalogue | 6
02-07-02814 | Mnonpolars forceps, insulated. #(GK 739R) | AESCULAP/General Catalogue | 6
02-07-02815 | Monopolar forceps and scissors, insulated. #(BH 243R) | AESCULAP/General Catalogue | 6
02-07-02816 | Monopolar forceps and scissors, insulated. #(BH 354R) | AESCULAP/General Catalogue | 6
02-07-02817 | Monopolar forceps and scissors, insulated. #(BH 353R) | AESCULAP/General Catalogue | 6
02-07-02818 | Monopolar forceps and scissors, insulated. #(BC 608R) | AESCULAP/General Catalogue | 6
02-07-02819 | Coagulation suction cannula. #(GK 550R) | AESCULAP/General Catalogue | 6
02-07-02820 | Coagulation suction cannula. #(OP 370R) | AESCULAP/General Catalogue | 6
02-07-02821 | Coagulation suction cannula. #(PL 069R) | AESCULAP/General Catalogue | 6
02-07-02822 | Monopolar, connecting cables. #(GN 202) | AESCULAP/General Catalogue | 6
02-07-02823 | Monopolar, connecting cables. #(GK 239) | AESCULAP/General Catalogue | 6
02-07-02824 | Monopolar, connecting cables. #(GK 245) | AESCULAP/General Catalogue | 6
02-07-02825 | Monopolar, connecting cables. #(GK 240) | AESCULAP/General Catalogue | 6
02-07-02826 | Monopolar, connecting cables. #(GK 180) | AESCULAP/General Catalogue | 6
02-07-02827 | Monopolar, connecting cables. #(GK 181) | AESCULAP/General Catalogue | 6
02-07-02828 | Dental surgery electrodes. | AESCULAP/General Catalogue | 6
02-07-02829 | Micro and Laboratory forceps. For H.F. surgery. #(GK 595R) | AESCULAP/General Catalogue | 6
02-07-02830 | Micro and Laboratory forceps. For H.F. surgery. #(GK 597R) | AESCULAP/General Catalogue | 6
02-07-02831 | Micro and Laboratory forceps. For H.F. surgery. #(GK 299R) | AESCULAP/General Catalogue | 6
02-07-02832 | Micro and Laboratory forceps. For H.F. surgery. #(GK 596R) | AESCULAP/General Catalogue | 6
02-07-02833 | Standard coagulation forceps with black insulation. #(GK 700R) | AESCULAP/General Catalogue | 6
02-07-02834 | Standard coagulation forceps with black insulation. #(GK 701R) | AESCULAP/General Catalogue | 6
02-07-02835 | Standard coagulation forceps with black insulation. #(GK 703R) | AESCULAP/General Catalogue | 6
02-07-02836 | Standard coagulation forceps with black insulation. #(GK 711R) | AESCULAP/General Catalogue | 6
02-07-02837 | Standard coagulation forceps with black insulation. #(GK 713R) | AESCULAP/General Catalogue | 6
02-07-02838 | Standard/ Sintram coagulation forceps. For H.F. surgery. #(GK 719R) | AESCULAP/General Catalogue | 6
02-07-02839 | Standard/ Sintram coagulation forceps. For H.F. surgery. #(GK 721R) | AESCULAP/General Catalogue | 6
02-07-02840 | Sintram coagulation forceps. For H.F. surgery. #(GK 604R) | AESCULAP/General Catalogue | 6
02-07-02841 | Sintram coagulation forceps. For H.F. surgery. #(GK 605R) | AESCULAP/General Catalogue | 6
02-07-02842 | Sintram coagulation forceps. For H.F. surgery. #(GK 606R) | AESCULAP/General Catalogue | 6
02-07-02843 | Sintram coagulation forceps. For H.F. surgery. #(GK 614R) | AESCULAP/General Catalogue | 6
02-07-02844 | Sintram coagulation forceps. For H.F. surgery. #(GK 644R) | AESCULAP/General Catalogue | 6
02-07-02845 | Sintram coagulation forceps. For H.F. surgery. #(GK 615R) | AESCULAP/General Catalogue | 6
02-07-02846 | Sintram coagulation forceps. For H.F. surgery. #(GK 645R) | AESCULAP/General Catalogue | 6
02-07-02847 | Sintram coagulation forceps. For H.F. surgery. #(GK 616R) | AESCULAP/General Catalogue | 6
02-07-02848 | Sintram coagulation forceps. For H.F. surgery. #(GK 646R) | AESCULAP/General Catalogue | 6
02-07-02849 | Sintram coagulation forceps. For H.F. surgery. #(GK 644R) | AESCULAP/General Catalogue | 6
02-07-02850 | Sintram coagulation forceps. For H.F. surgery. #(GK 046R) | AESCULAP/General Catalogue | 6
02-07-02851 | Sintram coagulation forceps. For H.F. surgery. #(GK 624R) | AESCULAP/General Catalogue | 6
02-07-02852 | Sintram coagulation forceps. For H.F. surgery. #(GK 625R) | AESCULAP/General Catalogue | 6
02-07-02853 | Sintram coagulation forceps. For H.F. surgery. #(GK 656R) | AESCULAP/General Catalogue | 6
02-07-02854 | Sintram coagulation forceps. For H.F. surgery. #(GK 657R) | AESCULAP/General Catalogue | 6
02-07-02855 | Sintram coagulation forceps. For H.F. surgery. #(GK 658R) | AESCULAP/General Catalogue | 6
02-07-02856 | Coagulation forceps. #(GK 899R) | AESCULAP/General Catalogue | 6
02-07-02857 | Coagulation forceps. #(GK 900R) | AESCULAP/General Catalogue | 6
02-07-02858 | Coagulation forceps. #(GK 910R) | AESCULAP/General Catalogue | 6
02-07-02859 | Coagulation forceps. #(GK 920R) | AESCULAP/General Catalogue | 6
02-07-02860 | Coagulation forceps. #(GK 929R) | AESCULAP/General Catalogue | 6
02-07-02861 | Coagulation forceps. #(GK 930R) | AESCULAP/General Catalogue | 6
02-07-02862 | Coagulation forceps. #(GK 940R) | AESCULAP/General Catalogue | 6
02-07-02863 | Coagulation forceps. #(GK 950R) | AESCULAP/General Catalogue | 6
02-07-02864 | Coagulation forceps. #(GK 959R) | AESCULAP/General Catalogue | 6
02-07-02865 | Coagulation forceps. #(GK 960R) | AESCULAP/General Catalogue | 6
02-07-02866 | Coagulation forceps. #(GK 970R) | AESCULAP/General Catalogue | 6
02-07-02867 | Coagulation forceps. #(GK 980R) | AESCULAP/General Catalogue | 6
02-07-02868 | Coagulation forceps. #(GK 972R) | AESCULAP/General Catalogue | 6
02-07-02869 | Coagulation forceps. #(GK 974R) | AESCULAP/General Catalogue | 6
02-07-02870 | Coagulation forceps. #(GK 976R) | AESCULAP/General Catalogue | 6
02-07-02871 | Coagulation forceps. #(GK 978R) | AESCULAP/General Catalogue | 6
02-07-02872 | Hypophysectomy-Coagulation instruments. For H.F. surgery. #(GK 560R) | AESCULAP/General Catalogue | 6
02-07-02873 | Hypophysectomy-Coagulation instruments. For H.F. surgery. #(GK 580R) | AESCULAP/General Catalogue | 6
02-07-02874 | Hypophysectomy-Coagulation instruments. For H.F. surgery. #(GK 561R) | AESCULAP/General Catalogue | 6
02-07-02875 | Hypophysectomy-Coagulation instruments. For H.F. surgery. #(GK 581R) | AESCULAP/General Catalogue | 6
02-07-02876 | Hypophysectomy-Coagulation instruments. For H.F. surgery. #(GM 075) | AESCULAP/General Catalogue | 6
02-07-02877 | Hypophysectomy-Coagulation instruments. For H.F. surgery. #(GK 215) | AESCULAP/General Catalogue | 6
02-07-02878 | Hypophysectomy-Coagulation instruments. For H.F. surgery. #(GK 800R) | AESCULAP/General Catalogue | 6
02-07-02879 | Laproscopy-Monopolar electrodes. #(GK 372R) | AESCULAP/General Catalogue | 6
02-07-02880 | Laproscopy-Monopolar electrodes. #(GK 383R) | AESCULAP/General Catalogue | 6
02-07-02881 | Laproscopy-Monopolar electrodes. #(GK 385R) | AESCULAP/General Catalogue | 6
02-07-02882 | Laproscopy-Monopolar electrodes. #(GK 393R) | AESCULAP/General Catalogue | 6
02-07-02883 | Laproscopy-Monopolar electrodes. #(GK 395R) | AESCULAP/General Catalogue | 6
02-07-02884 | Laproscopy-Monopolar electrodes. #(GK 384R) | AESCULAP/General Catalogue | 6
02-07-02885 | Laproscopy-Monopolar electrodes. #(GK 386R) | AESCULAP/General Catalogue | 6
02-07-02886 | Laproscopy-Monopolar electrodes. #(GK 394R) | AESCULAP/General Catalogue | 6
02-07-02887 | Laproscopy-Monopolar electrodes. #(GK 395R) | AESCULAP/General Catalogue | 6
02-07-02888 | Laproscopy-Forceps. #(GK 630R) | AESCULAP/General Catalogue | 6
02-07-02889 | Laproscopy-Forceps. #(GK 634R) | AESCULAP/General Catalogue | 6
02-07-02890 | Laproscopy-Forceps. #(GK 640R) | AESCULAP/General Catalogue | 6
02-07-02891 | Laproscopy-Forceps. #(GK 631R) | AESCULAP/General Catalogue | 6
02-07-02892 | Laproscopy-Forceps. #(GK 632R) | AESCULAP/General Catalogue | 6
02-07-02893 | Laproscopy-Forceps. #(GK 635R) | AESCULAP/General Catalogue | 6
02-07-02894 | Laproscopy-Forceps. #(GK 642R) | AESCULAP/General Catalogue | 6
02-07-02895 | Laproscopy-Forceps. #(GK 633R) | AESCULAP/General Catalogue | 6
02-07-02896 | Bitom cutting and coagulation instrument. For H.F. surgery. #(GK 661R) | AESCULAP/General Catalogue | 6
02-07-02897 | Bitom cutting and coagulation instrument. For H.F. surgery. #(GK 662R) | AESCULAP/General Catalogue | 6
02-07-02898 | Bitom cutting and coagulation instrument. For H.F. surgery. #(GK 663R) | AESCULAP/General Catalogue | 6
02-07-02899 | Bitom cutting and coagulation instrument. For H.F. surgery. #(GK 664R) | AESCULAP/General Catalogue | 6
02-07-02900 | Bitom cutting and coagulation instrument. For H.F. surgery. #(GK 665R) | AESCULAP/General Catalogue | 6
02-07-02901 | Bitom cutting and coagulation instrument. For H.F. surgery. #(GK 666R) | AESCULAP/General Catalogue | 6
02-07-02902 | Bitom cutting and coagulation instrument. For H.F. surgery. #(GK 667R) | AESCULAP/General Catalogue | 6
02-07-02903 | Bitom cutting and coagulation instrument. For H.F. surgery. #(GK 668R) | AESCULAP/General Catalogue | 6
02-07-02904 | Bitom cutting and coagulation instrument. For H.F. surgery. #(GK 669R) | AESCULAP/General Catalogue | 6
02-07-02905 | Resectoscope. For H.F. surgery. #(EJ 270R) | AESCULAP/General Catalogue | 6
02-07-02906 | Resectoscope. For H.F. surgery. #(EJ 271R) | AESCULAP/General Catalogue | 6
02-07-02907 | Resectoscope. For H.F. surgery. #(EJ 272R) | AESCULAP/General Catalogue | 6
02-07-02908 | Resectoscope. For H.F. surgery. #(EJ 273R) | AESCULAP/General Catalogue | 6
02-07-02909 | Resectoscope. For H.F. surgery. #(EJ 275R) | AESCULAP/General Catalogue | 6
02-07-02910 | Resectoscope. For H.F. surgery. #(PE 508A) | AESCULAP/General Catalogue | 6
02-07-02911 | Resectoscope. electrodes. #(GK 270R) | AESCULAP/General Catalogue | 6
02-07-02912 | Resectoscope. electrodes. #(GK 271R) | AESCULAP/General Catalogue | 6
02-07-02913 | Resectoscope. electrodes. #(GK 272R) | AESCULAP/General Catalogue | 6
02-07-02914 | Laproscopy-insulated instruments. #(PL 063R) | AESCULAP/General Catalogue | 6
02-07-02915 | Laproscopy-insulated instruments. #(PL 064R) | AESCULAP/General Catalogue | 6
02-07-02916 | Laproscopy-insulated instruments. #(PL 065R) | AESCULAP/General Catalogue | 6
02-07-02917 | Laproscopy-insulated instruments. #(PL 060R) | AESCULAP/General Catalogue | 6
02-07-02918 | Arthroscopy-electrodes. #(GK 436R) | AESCULAP/General Catalogue | 6
02-07-02919 | Arthroscopy-electrodes. #(GK 432R) | AESCULAP/General Catalogue | 6
02-07-02920 | Arthroscopy-electrodes. #(GK 433R) | AESCULAP/General Catalogue | 6
02-07-02921 | Arthroscopy-electrodes. #(GK 434R) | AESCULAP/General Catalogue | 6
02-07-02922 | Arthroscopy-electrodes. #(GK 435R) | AESCULAP/General Catalogue | 6
02-07-02923 | Neutral electrodes. #(59) | AESCULAP/General Catalogue | 6
02-07-02924 | Neutral electrodes. #(60) | AESCULAP/General Catalogue | 6
02-07-02925 | Neutral electrodes. #(61) | AESCULAP/General Catalogue | 6
02-07-02926 | Neutral electrodes. #(62) | AESCULAP/General Catalogue | 6
02-07-02927 | Portable light cure unit. #(CU 80) | Qauyl type Dental. | 10
02-07-02928 | Electronic scaler ( caritron ). | Qauyl type Dental. | 5
02-07-02929 | Extracting instrument set, ASA Dental. #(726684) | Italy | 10
02-07-02930 | Root elevators set, ASA Dental. #(637758) | Italy | 10
02-07-02931 | Complete VITAL Dental unit. (SD6). With balanced retraction arms and hanging cords. With new RD electronics, combined with the control panel with LCD display. With installation, accessories ibcluding ( turbine H.P. VITALI type), (Low speed H.P. VITALI type), spare parts of vitali dental units. | ID VITALI/ ITALY | 5
02-07-02932 | Dental stool, Estro E. | ID VITALI/ ITALY | 50
02-07-02933 | Dental stool, Estro C/E . | ID VITALI/ ITALY | 50
02-07-02934 | BACTISINE 2000, detergent spray. #(DIR 93/42/CEE) | ID VITALI/ ITALY | 50
02-07-02935 | Lubricating spray. | ID VITALI/ ITALY | 50
02-07-02936 | Dental cabinet [ S.P.A. ]. | ITALY TYPE | 15
02-07-02937 | White Board, smooth plastic. With Aluminium frame, dimentions W X L (100 X 150) cm. and additional Markers. | Any supplier | 1
02-07-02938 | Electric Hand Drier for theater. | Any supplier | 12
02-07-02939 | Slide Projector. | Any supplier | 2
02-07-02940 | Delicate Scissors, ligature Scissors 110mm.. #( BC 200 = BC 211) | AESCULAP/ Maxillofacial Surgery Catalogue-page 18. | 10
02-07-02941 | Dissecting Scissors, (Baby Metzenbam) 145 mm . #(BC & BC 259) | AESCULAP/ Maxillofacial Surgery Catalogue-page 19. | 10
02-07-02942 | Titanium Micro Plates, assorted. #(LN 570 T) | AESCULAP/ Maxillofacial Surgery Catalogue-page 126. | 5
02-07-02943 | Titanium Micro Plates, assorted. #(LN 571 T) | AESCULAP/ Maxillofacial Surgery Catalogue-page 126. | 5
02-07-02944 | Titanium Micro Plates, assorted. #(LN 572 T) | AESCULAP/ Maxillofacial Surgery Catalogue-page 126. | 5
02-07-02945 | Titanium Micro Plates, single Honeycomb shapes, assorted. (Einzelwabe). #(LN 580 T) | AESCULAP/ Maxillofacial Surgery Catalogue-page 126. | 5
02-07-02946 | Titanium Micro Plates, double Honeycomb shapes, assorted. (Doppelwabe). #(LN 581 T) | AESCULAP/ Maxillofacial Surgery Catalogue-page 126. | 5
02-07-02947 | Titanium Micro Plates, triple (row), Reihe) assorted. #(LN 582 T) | AESCULAP/ Maxillofacial Surgery Catalogue-page 126. | 5
02-07-02948 | Titanium Micro Plates, Triple (star), (Stern). assorted. #(LN 583 T) | AESCULAP/ Maxillofacial Surgery Catalogue-page 126. | 5
02-07-02949 | Titanium Micro Plates, assorted. #(LN 573 T) | AESCULAP/ Maxillofacial Surgery Catalogue-page 126. | 5
02-07-02950 | Titanium Micro Plates, assorted. #(LN 574 T) | AESCULAP/ Maxillofacial Surgery Catalogue-page 126. | 5
02-07-02951 | Titanium Micro Plates, assorted. #(LN 575 T) | AESCULAP/ Maxillofacial Surgery Catalogue-page 126. | 5
02-07-02952 | Titanium Micro Plates, assorted. #(LN 576 T) | AESCULAP/ Maxillofacial Surgery Catalogue-page 126. | 5
02-07-02953 | Titanium Micro Plates, net (18 honeycombs), assorted. #(LN 584 T) | AESCULAP/ Maxillofacial Surgery Catalogue-page 126. | 5
02-07-02954 | Titanium Micro Plates, Net (53 honeycombs) assorted. #(LN 585 T) | AESCULAP/ Maxillofacial Surgery Catalogue-page 126. | 5
02-07-02955 | Titanium Micro Plates, L-shape, left assorted. #(LN 601 T) | AESCULAP/ Maxillofacial Surgery Catalogue-page 126. | 5
02-07-02956 | Titanium Micro Plates,L-shape, right , assorted. #(LN 602 T) | AESCULAP/ Maxillofacial Surgery Catalogue-page 126. | 5
02-07-02957 | Titanium Micro Plates, T-form, assorted. #(LN 605 T) | AESCULAP/ Maxillofacial Surgery Catalogue-page 126. | 5
02-07-02958 | Titanium Micro Plates, Double-T-Shape, assorted. #(LN 607 T) | AESCULAP/ Maxillofacial Surgery Catalogue-page 126. | 5
02-07-02959 | Titanium Micro Plates, Y-Shape. assorted. #(LN 609 T) | AESCULAP/ Maxillofacial Surgery Catalogue-page 126. | 5
02-07-02960 | Titanium Micro Plates,Double-Y-Shape. assorted. #(LN 611 T) | AESCULAP/ Maxillofacial Surgery Catalogue-page 126. | 5
02-07-02961 | Titanium Micro Plates, Double-Y-Shape. assorted. #(LN 612 T) | AESCULAP/ Maxillofacial Surgery Catalogue-page 126. | 5
02-07-02962 | Titanium Micro Plates, Orbita Plate. assorted. #(LN 615 T) | AESCULAP/ Maxillofacial Surgery Catalogue-page 126. | 5
02-07-02963 | Titanium Micro Screw. Self-tapping. 2mm.. #(LK 352 T) | AESCULAP/ Maxillofacial Surgery Catalogue-page 127. | 5
02-07-02964 | Titanium Micro Screw. Self-tapping. 3mm.. #(LK 353 T) | AESCULAP/ Maxillofacial Surgery Catalogue-page 127. | 5
02-07-02965 | Titanium Micro Screw. Self-tapping. 4mm.. #(LK 354 T) | AESCULAP/ Maxillofacial Surgery Catalogue-page 127. | 5
02-07-02966 | Titanium Micro Screw. Self-tapping. 5mm.. #(LK 355 T) | AESCULAP/ Maxillofacial Surgery Catalogue-page 127. | 5
02-07-02967 | Titanium Micro Screw. Self-tapping. 6mm.. #(LK 356 T) | AESCULAP/ Maxillofacial Surgery Catalogue-page 127. | 5
02-07-02968 | Titanium Micro Screw. Self-tapping. 3mm.. #(LK 383 T) | AESCULAP/ Maxillofacial Surgery Catalogue-page 127. | 5
02-07-02969 | Titanium Micro Screw. Self-tapping. 5mm.. #(LK 385 T) | AESCULAP/ Maxillofacial Surgery Catalogue-page 127. | 5
02-07-02970 | Titanium Micro Screw. Short bit, 46mm.. #(GC 472) | AESCULAP/ Maxillofacial Surgery Catalogue-page 127. | 5
02-07-02971 | Titanium Micro Screw. Short bit, 30mm.. #(GC 473) | AESCULAP/ Maxillofacial Surgery Catalogue-page 127. | 5
02-07-02972 | Titanium Micro Screw. Long bit, 32 mm.. #(GC 476) | AESCULAP/ Maxillofacial Surgery Catalogue-page 127. | 5
02-07-02973 | Titanium Micro Screw. Long bit,48 mm.. #(GC 477) | AESCULAP/ Maxillofacial Surgery Catalogue-page 127. | 5
02-07-02974 | Titanium Micro Screw. Screw driver, for titanium micro screws, 130mm, 51/8" . #(LS 27) | AESCULAP/ Maxillofacial Surgery Catalogue-page 127. | 5
02-07-02975 | Titanium Micro Screw. Multifunctional screw driver for titanium micro screws, 130mm, 51/8". #(LS 29 DBGM) | AESCULAP/ Maxillofacial Surgery Catalogue-page 127. | 5
02-07-02976 | Titanium Micro Screw. Spare tip. #(LS 19) | AESCULAP/ Maxillofacial Surgery Catalogue-page 127. | 5
02-07-02977 | Instrument for micro implants, Tini-coated, plate and crew holding forceps, with cross groove for save holding of the micro screws, 140 mm, 51/2. #(LS 249) | AESCULAP/ Maxillofacial Surgery Catalogue-page 128. | 5
02-07-02978 | Instrument for micro implants, Plate holding forceps, 120 mm, 43/4". #(LS 251) | AESCULAP/ Maxillofacial Surgery Catalogue-page 128. | 5
02-07-02979 | Instrument for micro implants, Plate bending pliers with round working ends, for vertical and horizontal bending. 110mm, 43/8". #(LS 215) | AESCULAP/ Maxillofacial Surgery Catalogue-page 128. | 5
02-07-02980 | Instrument for micro implants, Flat-nose pliers, 110mm, 3/8". #(LS 217) | AESCULAP/ Maxillofacial Surgery Catalogue-page 128. | 5
02-07-02981 | Instrument for micro implants, Plate cutting pliers, 110 mm, 43/8". #(LX 154) | AESCULAP/ Maxillofacial Surgery Catalogue-page 128. | 5
02-07-02982 | Instrument for micro implants, Plate cutting pliers for smooth cuts, without burr formation, 110mm, 43/8". #(LX 155) | AESCULAP/ Maxillofacial Surgery Catalogue-page 128. | 5
02-07-02983 | Instrument for micro implants, Plate cutting pliers for well-rounded cuts, German Regd. Des. 110mm, 43/8". #(LX 153) | AESCULAP/ Maxillofacial Surgery Catalogue-page 128. | 5
02-07-02984 | Instrument for micro implants, Plate round cutting pliers, 125mm, 5". #(LX 151) | AESCULAP/ Maxillofacial Surgery Catalogue-page 128. | 5
02-07-02985 | Implants and Basic Instrument Set for maxillo-facial bone Surgery. Include all the components as listed in the catalogue. #(LP 290) | AESCULAP/ Maxillofacial Surgery Catalogue-page 136. | 5
02-07-02986 | Plate Holding Forceps, 135mm, 51/4". #(LS 229) | AESCULAP/ Maxillofacial Surgery Catalogue-page 139. | 3
02-07-02987 | Plate Holding Forceps, 135mm, 51/4". #(LS 231) | AESCULAP/ Maxillofacial Surgery Catalogue-page 139. | 3
02-07-02988 | Plate Holding Forceps, Holding forceps for maxilla plates, 140 mm, 51/2". #(LS 233) | AESCULAP/ Maxillofacial Surgery Catalogue-page 139. | 3
02-07-02989 | Plate Holding Forceps, made of material used for implants 200mm, 8". #(LS 230 S) | AESCULAP/ Maxillofacial Surgery Catalogue-page 139. | 3
02-07-02990 | Plate Holding Forceps, plate cuttingpliers especially for LN 278 and LN 280 235mm, 91/4". #(LX 156) | AESCULAP/ Maxillofacial Surgery Catalogue-page 139. | 3
02-07-02991 | Plate bending pliers, bending irons. Bending pliers for small plates, 140mm, 51/2". #(LS 205) | AESCULAP/ Maxillofacial Surgery Catalogue-page 140. | 5
02-07-02992 | Plate bending pliers, bending irons. Especially for mandibular plates LN 280, 160mm, 61/4". #(LS 203) | AESCULAP/ Maxillofacial Surgery Catalogue-page 140. | 5
02-07-02993 | Plate bending pliers, bending irons. Bending Iron, for small plates, 120mm, 43/4". #(LS 204) | AESCULAP/ Maxillofacial Surgery Catalogue-page 140. | 5
02-07-02994 | Plate bending pliers, bending irons. Bending irons, for small platees, 140mm, 51/2". #(LS 206) | AESCULAP/ Maxillofacial Surgery Catalogue-page 140. | 5
02-07-02995 | Plate bending pliers, bending irons. Bending irons, for small platees, 140mm, 51/2". #(LS 207) | AESCULAP/ Maxillofacial Surgery Catalogue-page 141. | 3
02-07-02996 | Screw Holding forceps, Instrument for bone screws. Self-holding screw forceps, especially suitable for small screws. Made of material used for implants, 90mm, 31/2". #(LS 40) | AESCULAP/ Maxillofacial Surgery Catalogue-page 140. | 10
02-07-02997 | Screw Holding forceps, Instrument for bone screws. Screw depth gauges, to select proper length of screw, 200mm, 8". #(LS 42) | AESCULAP/ Maxillofacial Surgery Catalogue-page 140. | 5
02-07-02998 | Screw Holding forceps, Instrument for bone screws. Screw depth gauges, to select proper length of screw, 200mm, 8". #(LS 44) | AESCULAP/ Maxillofacial Surgery Catalogue-page 140. | 5
02-07-02999 | Screw Holding forceps, Instrument for bone screws. Handle with qiuck-action chuck, for tools with dental shaft, 200mm, 8". #(GC 407) | AESCULAP/ Maxillofacial Surgery Catalogue-page 140. | 5
02-07-03000 | Drill Guides, for self-compressing bone plates LN 292 - LN 296, LN 280, LN 309 - LN 317, consisting of: LS 120 (handle, double ended), LS 122 (neutral drill guide), LS 123 (load drill guide with arrow). Suitable for drills with 2.0mm diameter. #(LS 121) | AESCULAP/ Maxillofacial Surgery Catalogue-page 141. | 5
02-07-03001 | MeritAir SC screw collet Haed piece Cartridge. | England-SS white GP UK. 9 madleaze Estate, Bristol road, Glou cester, GL 1 55G, U.K. | 50
02-07-03002 | Scaling instrument set., ASA dental. | AESCULAP | 5
02-07-03003 | Subgingival curettese set, | AESCULAP | 5
02-07-03004 | Periodontal prophylaxis. | AESCULAP | 3
02-07-03005 | Periodontal surgery set. IDB 980. | AESCULAP | 3
02-07-03006 | Complete set of periodontal instrument. | AESCULAP | 3
02-07-03007 | Scallers and Curettes assorted. | AESCULAP | 3
02-07-03008 | Chisels Raspatories. 200 mm, 8" | AESCULAP | 3
02-07-03009 | Chisels Raspatories. Elevator, 200 mm, 8" | AESCULAP/PERIODONTOLOGY Catalogue. | 3
02-07-03010 | Chisels Raspatories. Disection Raspatory, 175 mm, 7" | AESCULAP/PERIODONTOLOGY Catalogue. | 3
02-07-03011 | Chisels Raspatories.File, 170 mm, 63/4" | AESCULAP/PERIODONTOLOGY Catalogue. | 3
02-07-03012 | Chisels Raspatories.File, 170 mm, 63/4" | AESCULAP/PERIODONTOLOGY Catalogue. | 3
02-07-03013 | Chisels Raspatories. Back action, 165 mm, 61/2" | AESCULAP/PERIODONTOLOGY Catalogue. | 3
02-07-03014 | Chisels Raspatories. Chisel, 165 mm, 61/2" | AESCULAP/PERIODONTOLOGY Catalogue. | 3
02-07-03015 | Cheek- and Lip Retractors, (MIDDELDORPE). #(BT 404-BT 406) | AESCULAP/ Maxillofacial Surgery Catalogue-page 9. | 5
02-07-03016 | Needle Holders, with Scissors. 149 mm, 51/2". #(BM 290) | AESCULAP/ Maxillofacial Surgery Catalogue-page56. | 5
02-07-03017 | Scalple Handles. #(BB 63) | AESCULAP/ Maxillofacial Surgery Catalogue-page4. | 10
02-07-03018 | Scalple Handles. #(BB 73) | AESCULAP/ Maxillofacial Surgery Catalogue-page4. | 10
02-07-03019 | Mouth Gags. (DOYEN-JANSEN), 120 mm, 43/4". #(OM 41) | AESCULAP/ Maxillofacial Surgery Catalogue-page10. | 10
02-07-03020 | Tongue Blades. Only, suitable for all frames. (Mc. IVOR). 25 x 55 mm.. #(OM 101) | AESCULAP/ Maxillofacial Surgery Catalogue-page13. | 10
02-07-03021 | Tongue Blades. Only, suitable for all frames. (Mc. IVOR). 25 x 62 mm.. #(OM 102) | AESCULAP/ Maxillofacial Surgery Catalogue-page13. | 10
02-07-03022 | Tongue Blades. Only, suitable for all frames. (Mc. IVOR). 25 x 75 mm.. #(OM 103) | AESCULAP/ Maxillofacial Surgery Catalogue-page13. | 10
02-07-03023 | Artery Traction- and Tissue Grasping Forceps. Haemostatic Forceps. (ALLIS), 5 X 6 teeth, blunt 155 mm, 6". #(EA 16) | AESCULAP/ Maxillofacial Surgery Catalogue-page59. | 10
02-07-03024 | Elevators and Bone levers. | AESCULAP | 10
02-07-03025 | Bone Curette. ( UFFENORDE). 170 mm, 63/4". #(FK 660) | AESCULAP/ Maxillofacial Surgery Catalogue-page89. | 10
02-07-03026 | Bone files and Rasps. Coarse, chequered. 165 mm, 61/2". #(OL 403) | AESCULAP/ Maxillofacial Surgery Catalogue-page91. | 10
02-07-03027 | Bone files and Rasps. (gallaher). 190 mm, 71/2". | AESCULAP/ Maxillofacial Surgery Catalogue-page91. | 10
02-07-03028 | Osteotomes, Chisels and Gouges. 140mm, 51/2". 4mm.. #(FL 110) | AESCULAP/ Maxillofacial Surgery Catalogue-page94. | 10
02-07-03029 | Osteotomes, Chisels and Gouges. 140mm, 51/2". 6mm.. #(FL 112) | AESCULAP/ Maxillofacial Surgery Catalogue-page94. | 10
02-07-03030 | Osteotomes, Chisels and Gouges. 140mm, 51/2".8mm.. #(FL 114) | AESCULAP/ Maxillofacial Surgery Catalogue-page94. | 10
02-07-03031 | Osteotomes, Chisels and Gouges. 140mm, 51/2".10mm.. #(FL 116) | AESCULAP/ Maxillofacial Surgery Catalogue-page94. | 10
02-07-03032 | Osteotomes, Chisels and Gouges. 140mm, 51/2". 12mm.. #(FL 118) | AESCULAP/ Maxillofacial Surgery Catalogue-page94. | 10
02-07-03033 | Tampers Mallets. Lead filled head. 165 mm, 61/2". #(DF 112) | AESCULAP/ Maxillofacial Surgery Catalogue-page101. | 10
02-07-03034 | Tampers Mallets. With interchangable plastic disks, 190mm, 71/2". (MEAD). #(FL 35) | AESCULAP/ Maxillofacial Surgery Catalogue-page101. | 10
02-07-03035 | Titanium Mini Implant Set. Consistign of implant and instrument rack. Implant rack with content and container. And instrument rack with content and with container. #(LP 300) | AESCULAP/ Maxillofacial Surgery Catalogue-page101. | 3
02-07-03036 | Angled Drilland Angled screw driver. Spiral drill, 1.5mm diameter for cortical screws with diameter, 2.0 mm, with right angle (RA) shank. #(GC 490) | AESCULAP/ Maxillofacial Surgery Catalogue-page147. | 5
02-07-03037 | Angled Drilland Angled screw driver. Angled drill handle, with 2:1 reduction, fits with light flexible cables, total length 190mm.. #(GB 80) | AESCULAP/ Maxillofacial Surgery Catalogue-page147. | 5
02-07-03038 | Angled Drilland Angled screw driver. Screw driver insert for slot-pin screws, with right angle (RA) shank. #(GC 493) | AESCULAP/ Maxillofacial Surgery Catalogue-page147. | 5
02-07-03039 | Angled Drilland Angled screw driver. Angled screw driver, with 2:1 reduction and integrated screw holder, with removable handle, total length 260mm.. #(GB 81) | AESCULAP/ Maxillofacial Surgery Catalogue-page147. | 5
02-07-03040 | Micro sutre tying forceps, Delicate tissue forceps. With small platforms at the tips. 1 x 2 teeth. 95mm, 33/4". #(BD 505) | AESCULAP/ Maxillofacial Surgery Catalogue-page171. | 5
02-07-03041 | Micro sutre tying forceps, Delicate tissue forceps. With small platforms at the tips. 120mm, 43/4". #(BD 338) | AESCULAP/ Maxillofacial Surgery Catalogue-page171. | 5
02-07-03042 | Micro sutre tying forceps, Delicate tissue forceps. With small platforms at the tips. (VISE), 135mm, 51/4". #(BD 336) | AESCULAP/ Maxillofacial Surgery Catalogue-page171. | 5
02-07-03043 | Micro sutre tying forceps, Delicate tissue forceps. With small platforms at the tips. (VISE), 135mm, 51/4". #(BD 337) | AESCULAP/ Maxillofacial Surgery Catalogue-page171. | 5
02-07-03044 | Micro sutre tying forceps, Delicate tissue forceps. With small platforms at the tips. Teeth in oblique position. (MICRO-ADSON-BIEMER) 120mm, 43/4". #(BD 509) | AESCULAP/ Maxillofacial Surgery Catalogue-page171. | 5
02-07-03045 | Micro sutre tying forceps, Delicate tissue forceps. With small platforms at the tips. (MICRO-ADSON) 120mm, 43/4". #(BD 510) | AESCULAP/ Maxillofacial Surgery Catalogue-page171. | 5
02-07-03046 | Micro sutre tying forceps, Delicate tissue forceps. With small platforms at the tips. (MICRO-ADSON) 120mm, 43/4". #(BD 511) | AESCULAP/ Maxillofacial Surgery Catalogue-page171. | 5
02-07-03047 | Micro sutre tying forceps, Delicate tissue forceps. With small platforms at the tips. (ADSON). 120mm, 43/4". #(BD 512) | AESCULAP/ Maxillofacial Surgery Catalogue-page171. | 5
02-07-03048 | Micro sutre tying forceps, Delicate tissue forceps. With small platforms at the tips. (MICRO-ADSON). 150mm, 6". #(BD 520) | AESCULAP/ Maxillofacial Surgery Catalogue-page171. | 5
02-07-03049 | Vessel Clips, Ligature Forceps, Vessel Spreader, Vessel Dilators. Straight. #(FE 10K, FE 20K) | AESCULAP/ Maxillofacial Surgery Catalogue-page172. | 5
02-07-03050 | Vessel Clips, Ligature Forceps, Vessel Spreader, Vessel Dilators. Curved. #(FE 11K, FE 21K) | AESCULAP/ Maxillofacial Surgery Catalogue-page172. | 5
02-07-03051 | Vessel Clips, Ligature Forceps, Vessel Spreader, Vessel Dilators.Curved tips. #(FE 12K, FE 22K) | AESCULAP/ Maxillofacial Surgery Catalogue-page172. | 5
02-07-03052 | Vessel Clips, Ligature Forceps, Vessel Spreader, Vessel Dilators. Angled-shaped. #(FE 13K, FE 23K) | AESCULAP/ Maxillofacial Surgery Catalogue-page172. | 5
02-07-03053 | Vessel Clips, Ligature Forceps, Vessel Spreader, Vessel Dilators. Knee-bent. #(FE 14K, FE 24K) | AESCULAP/ Maxillofacial Surgery Catalogue-page172. | 5
02-07-03054 | Vessel Clips, Ligature Forceps, Vessel Spreader, Vessel Dilators. Ligature forceps. Jaw profiles finally cross-serrated. #(FE 5K) | AESCULAP/ Maxillofacial Surgery Catalogue-page172. | 5
02-07-03055 | Vessel Clips, Ligature Forceps, Vessel Spreader, Vessel Dilators. Vessel spreaders, 160mm, 61/4". #(FD 310 DBGM) | AESCULAP/ Maxillofacial Surgery Catalogue-page172. | 5
02-07-03056 | Vessel Clips, Ligature Forceps, Vessel Spreader, Vessel Dilators. Vessel dilators, 125mm, 5". 0.5mm.. #(FD 306) | AESCULAP/ Maxillofacial Surgery Catalogue-page172. | 5
02-07-03057 | Vessel Clips, Ligature Forceps, Vessel Spreader, Vessel Dilators. Vessel dilators, 125mm, 5". 1.0mm.. #(FD 307) | AESCULAP/ Maxillofacial Surgery Catalogue-page172. | 5
02-07-03058 | Vessel Clips, Ligature Forceps, Vessel Spreader, Vessel Dilators. Vessel dilators, 125mm, 5". 1.5mm.. #(FD 308]) | AESCULAP/ Maxillofacial Surgery Catalogue-page172. | 5
02-07-03059 | Combi HF Surgical Unit, microprocessor-controlled with membrane keyboard, suitable for applications in all disciblines, with mains cable and accessories and spare parts. Power supply: 220-240 V, 50-60 Hz. Power consumption: 410 W. output frequency: 447 kHz. weight: 8,6 kg. dimentions (W X D X H) 305 X 305 X 155 mm, mono and bipolar adaptation. #(GN 300 / CE 0123 CE- 93/42/EEC) | AESCULAP/ Maxillofacial Surgery Catalogue-page192. | 4
02-07-03060 | Hand Piece with internal Cooling System. (KIRSCHNER), micro-straight hand piece, with reduction 5.8:1=marked with one green ring (speed 0-3100 rpm) no key needed for tightening, with internal cooling system, the cooling solution passes through the burr directly onto the operation area. the internal cooling tube is exchangeable. to be used with cannulated burrs and drills GC 844, GC 851 V-GC 855 V. with spare internal cooling tube (TE 564). with burrs and light flexible cable. #(GB 167) | AESCULAP/ Maxillofacial Surgery Catalogue-page209. | 10
02-07-03061 | Hand Piece with internal Cooling System. (KIRSCHNER), Contra angled hand piece, with reduction 5.8:1 (speed 0-3100 rpm) no key needed for tightening, with improoved fixing device, with internal cooling system, like GB 167. For cannulated burrs and drills GC 844, GC 851 V - GC 855 V. with light flexible cable and burrs. and spare internal cooling tube for hand pieces up to serial no. 8601 (TE 565). and spare internal cooling tube for hand pieces from serial no. 8701. and all accessories. #(GB 168) | AESCULAP/ Maxillofacial Surgery Catalogue-page209. | 10
02-07-03062 | Dental Cartridge. | Q.D. ENGLAND | 10
02-07-03063 | Dental Microscope OP 5F Dental #(6105-105-20).Inv. microscope with 5-step magnification changer and 3 objectives. removable pistol handle(2pcs). Articulated arm three-part . adjustable time focus(22mm). adjustable cold light source (12V,100W,triple), inclined tube 300 with universal eye piece 16x, transformer (12V/100W). magnification changer(6x-10x-16x) and 2 objectives (f=200mm,f=300mm).with OP 3V dental mol and OP 5l dental mol. with motorized focusing. Floor stand with 5 castors.All accessory: Swivelling tube,co-observation tube sterio,Objective 1=200mm.objective 1=250 mm,objective 1=300 mm,objective 1=400 mm,Beam splitter 50/50. TV adapter with iris diaphragm,Photo adapter,Binocular inclined tube. 1/3" color DSP camera PAI,image sensor 1/3, min illumination 2 lux CS or C-mount adapter,color video monitor,picture tube with data quality. 2 video inputs 220VAC-50Hz. BNC cable. With photo adapter, Camera body Nikon F601, T2 adapter/baynnet.Installtion, 10 Extra bulbs and training. | SFBN | 2
02-07-03064 | Dermalab. For the measurement of skin moisture, extensibility, softness and oil content of the skin and electric transmission of skin. With installation, spare parts and accessories. And with training. | CORTEX Technology/Denmark. | 2
02-07-03065 | Dremascan. For the examination of skin by ultrasound for diagnosis and follow up of skin diseases, tumers: their size, depth …etc. with instalation, spare parts, accessories and training. | CORTEX Technology/Denmark. | 2
02-07-03066 | Dermaspectrometer. To measure erythema response of the skin to sun exposure. With installation, spare parts, accessories and training. | CORTEX Technology/Denmark. | 2
02-07-03067 | Cryo ProTM. For cryo therapy, involving 1-Cryo Max. 2-Cryo Mini. Including different sizes of probes, with liquid nitrogen storage containers (superinsulated) tanks. Size of 5-60 l capacity and with static holding time up to 150 days. Withdrawal device. and dewar roller base of 20-60 l capacity. with extra 200 tanks of storage containers, and accessories. | CORTEX Technology/Denmark. | 2
02-07-03068 | Dornier Medilas D SkinPulse S. (Diod Modular technique). With all the necessary equipment and accessories with equipment like Dornier Angiospox, Dornier EpiSpot. Weight: 25kg. Wavelength 940nm. 1-60w; ND:YAG laser 532nm. 100-240V, 50/60Hz, 1,3 kvA .with installation and training. | Dornier MedTech/ Germany | 1
02-07-03069 | Dornier Medilas fibertom. 60 watts, light guide with bare fiber tip and universal hand applicator set, focussing handpiece, ITT adapter, ITT light guide. | Dornier MedTech/ Germany | 2
02-07-03070 | Ultraviolet and Infra red equipment for Dermatological use, with goggles and stand. Best Nr 0502, 220 V, 50 Hz. UV 2000 wattes. IR 2200 wattes. | HohenSonne / Original HANAN. Germany. | 2
02-07-03071 | PUVA 4. Type puva 4, power supply 30 wt., 220 V, 50 Hz. circut number: 1052. With all accessories and spare parts. | AIRAM/ FINLAND. | 3
02-07-03072 | PUVA 22. Type puva 22. Power supply: 220 V, 50 Hz. Circuit no.: 3-7-1158. #(Order No. 10773) | AIRAM/ FINLAND. | 2
02-07-03073 | Electrocautery. For dermatological use. | Any supplier | 2
02-07-03074 | Hyfrector Equipment. | Any supplier | 3
02-07-03075 | Electrolysis unit: for removal of Hair in Hirsutism. | Any supplier | 1
02-07-03076 | Woods light. Used for Diagnosis of skin diseases especially Tinea of Scalp. | Any supplier | 2
02-07-03077 | Dermabrasion Equipment. Useed for skin surfacing in ease of wrinklep skin of face or acne scars. With training, installation and spare parts. | Any supplier | 2
02-07-03078 | Currets: different sizes and types for removal of benign skin tumers, warts…ets. | Any supplier | 30
02-07-03079 | Silver Nitrate Sticks. | Any supplier | 200
02-07-03080 | Magnify lens: for Skin diseases. | Any supplier | 5
02-07-03081 | Magnify glasses: for skin diseases. | Any supplier | 5
02-07-03082 | Labsco Mortuary Refrigerator, preservation tempreature 30C-10C at max. 270C ambient temp. cooling compressor, hermetically sealed, vibration free. Hermetically closing individual doors with chromed fittings and key locks. Litter trays of stainless steel, on rolls, with telescope hanless, exterior interial of sheet steel, triple plastic enamel, white for 220V, 50 Hz. (No. of compartments-15). #(97190) | LABSCO Laboratory company/Germany | 3
02-07-03083 | Labsco Dissecting and autopsy table with buil-in sink and drainage assembly, solid stainless steel construction, with dissecting table. Accessories: 1 knee-operated mixing valve with shower head on 2m long hose, adjustable for jet and shower drainage assembly of chrome-plated brass, 45mm inner diameter, net weight 135kg. #(97520) | LABSCO Laboratory company/Germany | 1
02-07-03084 | Labsco corps tray with cover, all stainless steel, with transport handle, for storage and transportation of cadaverse in pathology and anatomy. Cover: 1950 x 650 x 130mm height, tray: 1950 x 650 x 130mm depth. Net weight total 60kg. #(97480) | LABSCO Laboratory company/Germany | 10
02-07-03085 | Photographic Camera, automatic zoom adjustment, with Flash light, and automatic focusing. Ability to print Date and time on the film. | OLYMPUS | 1
02-07-03086 | Sternotomy, electric powered (STRYKER-2108 EHD SAG SAW). Autoclavable, tool-less blade mounts eleminate screw or wrenches, with thin flexible cord and small powerful EHD handpieces, with additional accessories and spare parts. #(2108 EHD SAG SAW) | STRYKER | 2
02-07-03087 | Cast Removal System (Stryker 940), two speed control, quick connect vaccum mount, with efficient DC monitor with speed feedback, unparalleled power, less heat build-up, with CastVac Wall mount (P/N 988), three-way power switch, five-wheel mobile stand, swivel hose mount, quiet vaccum, vaccum automatically turns on when the cast cutter is activated, twelve foot cord, integral vaccum housing, with cast cutter (940), cast cutter blades (940-23), ion nitrided blade (940-23-3), stainless steel blade (940-25), titanium nitrided blade (940-35), cast cutter blade tool (940-50), CastVac with 8 foot hose and mobile stand (986), CastVac with 8 foot hose and wall mount (987), with all vaccum accessories include (988, 989, 986-50, 986-848, 986-840), with plaster dispensers and cast room organizers (301). #(1-800-253-3210) | Stryker | 5
02-07-03088 | Cordless drives, copmlete system 2000, capable of drilling, tunneling and reaming. For total joint replacement, with thick blades (2296-33), with Handpieces and all Accessories and spare parts. #(4100) | Stryker | 1
02-07-03089 | Intra-Compartmental pressure monitor system, with side-ported, non-coring needle, diaphragm chamber, one-way valve, automatic zreo balance button eleiminated manual zeroing adjustment, digital display, pre-filled syringe rapid. With pressure monitor (295-1), quick pressure monitor set: (pkg. of 12) (295-2), indwelling slit catheter set: (phg. of 12) (295-6), storage case (295-8), 9V alkaline battery (295-9), side ported, 18 gauge needle, 2.5 inchs long (pkg. of 12) (295-3), syringe, 3cc, sodium chloride inj. USP 0.9% (pkg. of 10) (295-5), pressure monitor storage cabinet (295-16), pressure monitor instructional video (295-18). dimentions: 5" x 3" x 2", weight: 150g. battery life: 48 hours (continuous run time). with extra 200 batteries and all accessories. #(295) | Stryker | 1
02-07-03090 | Hand Piece, with forward and reverse gear, fitting flexible macro cable GA 176 with accessories and full options. #(GB) | AESCULAP - Germany | 2
02-07-03091 | Comfort Reamer, with accessories and full options. #(GB 420) | AESCULAP - Germany | 2
02-07-03092 | Comfort Sagittal saw with accessories and full options. #(GB 430/GB 431) | AESCULAP - Germany | 2
02-07-03093 | Bone Holding forceps, Standard set. #(LP 215) | AESCULAP - Germany | 2
02-07-03094 | General instrument set, Standardset. #(LP 225) | AESCULAP - Germany | 2
02-07-03095 | Baric Instrument set, for bone screws and bone plates. #(LP 230) | AESCULAP - Germany | 1
02-07-03096 | Set of Bone screws. #(LP 235) | AESCULAP - Germany | 5
02-07-03097 | Small fragment instrument set. #(LP 260) | AESCULAP - Germany | 2
02-07-03098 | Small fragment implant set. #(LP 270) | AESCULAP - Germany | 2
02-07-03099 | Small fragment and mini implant set. #(LP 275) | AESCULAP - Germany | 2
02-07-03100 | Plate Bending and contowing device. #(LS 218) | AESCULAP - Germany | 2
02-07-03101 | Total Knee with accessories and options with training of 3 orthopaedic surgeons for 3 months. | AESCULAP - Germany | 2
02-07-03102 | Spine Classics MCD retractor set. #(FG 170) | AESCULAP - Germany | 1
02-07-03103 | Bone Staples, (SCHEDE Kx 500-Kx 504). | AESCULAP - Germany | 200
02-07-03104 | Dynamic Hip Screw system. Traction screw length: 65mm. | AESCULAP - Germany | 50
02-07-03105 | Dynamic Hip Screw system. Traction screw length: 70mm. | AESCULAP - Germany | 50
02-07-03106 | Dynamic Hip Screw system. Traction screw length:75mm. | AESCULAP - Germany | 50
02-07-03107 | Dynamic Hip Screw system. Traction screw length: 80mm. | AESCULAP - Germany | 50
02-07-03108 | Dynamic Hip Screw system. Traction screw length:85mm. | AESCULAP - Germany | 50
02-07-03109 | Dynamic Hip Screw system. Traction screw length:90mm. | AESCULAP - Germany | 50
02-07-03110 | Compression Screw. | AESCULAP - Germany | 300
02-07-03111 | Dynamic Hip Screw system, bone plates with gliding holes: 1350. Length of plate: 80mm. | AESCULAP - Germany | 50
02-07-03112 | Dynamic Hip Screw system, bone plates with gliding holes: 1350. Length of plate:96mm. | AESCULAP - Germany | 50
02-07-03113 | Dynamic Hip Screw system, bone plates with gliding holes: 1350. Length of plate: 112mm. | AESCULAP - Germany | 50
02-07-03114 | Dynamic Hip Screw system, bone plates with gliding holes: 1350. Length of plate: 144mm. | AESCULAP - Germany | 50
02-07-03115 | Dynamic Hip Screw system, bone plates with gliding holes: 1350. Length of plate: 176mm. | AESCULAP - Germany | 50
02-07-03116 | Dynamic Hip Screw system, bone plates with gliding holes: 1350. Length of plate: 208mm. | AESCULAP - Germany | 50
02-07-03117 | Bone Staples (SCHEDE Kx 500S-Kx 504S). | AESCULAP - Germany | 200
02-07-03118 | Bone Staples (SCHEDE Kx 524S-Kx 525S). | AESCULAP - Germany | 200
02-07-03119 | Blount Kx 517, 190mm. Instrument for holding and impacting bone staples. | AESCULAP - Germany | 2
02-07-03120 | Blount Kx 518, 190mm. Impactor. | AESCULAP - Germany | 2
02-07-03121 | Blount Kx 519, 186mm. Extractor for bone staples. | AESCULAP - Germany | 2
02-07-03122 | Hook-Shaped round intramedullary pins, reamer with light metal handle. | AESCULAP - Germany | 2
02-07-03123 | Extractor of round medullary pins. | AESCULAP - Germany | 2
02-07-03124 | Handle, with three Jaw chuck capacity upto 6.35mm diameter. Cannulated for guide pins upto 4mm diameter with key. #(LX 203) | AESCULAP - Germany | 10
02-07-03125 | Microsurgical Anterior Lumber Interbody Fusion. Mainpas mini ALIF retroperitoneal retractor system set (complete set) consist of: (BV 219 P, BV 221 R, BV 222 R, BV 223 R, BV 224 R, BV 225 R, BV 226R, BV 227 R, BV 228 R, BV 229 R, BV 232 R, BV 233 R, BV 234 T, BV 235 T, BV 236 T, BV 239 T, BV 240 T, BV 241 T, BV 399 R, JF 223 R, JF 511, JG 785 B), And miaspas mini ALIF retroperitoneal retractor system set with same content like BV 218 but without orga-tray and perforated basket. with FF 880 S anchoring screw 4 x 25mm. | AESCULAP - Germany | 10
02-07-03126 | Microsurgical Anterior Lumber Interbody Fusion. Mainpas mini ALIF retroperitoneal retractor system set consisting of:(BV 151 P, BV 153 R, BV 154 R, BV 155 R, BV 156 T, BV 158 T, BV 159 T, BV 160 T, BV 161 T, BV 399 R, JF 223 R, JF 511 , JG 785 B. #(BV 150) | AESCULAP - Germany | 10
02-07-03127 | Microsurgical Anterior Lumber Interbody Fusion. Mainpas mini ALIF retroperitoneal retractor system set with same content like BV 150 but without orga-tray and perforated basket. #(BV 152 R) | AESCULAP - Germany | 10
02-07-03128 | Microsurgical Anterior Lumber Interbody Fusion. Mainpas mini ALIF retroperitoneal retractor system set consisting of:(BV 151 P, BV 153 R, BV 154 R, BV 155 R, BV 156 T, BV 158 T, BV 159 T, BV 160 T, BV 161 T, BV 399 R, JF 223 R, JF 511 , JG 785 B. #(BV 152 R) | AESCULAP - Germany | 10
02-07-03129 | Microsurgical Anterior Lumber Interbody Fusion. Mainpas mini ALIF retroperitoneal retractor system set consisting of:(BD 896 R, BD 884 R, BJ 066 R, BT 466 R, BT 156 T, BV 158 T, BV 159 T, BV 160 T, BV 161 T, BV 399 R, JF 223 R, JF 511 , JG 785 B. | AESCULAP - Germany | 10
02-07-03130 | Calculator, basic folout style, 8 digit big number display. #(CAH-500-040E) | FISHER CATALOGUE | 2
02-07-03131 | Refrigeration, general purpose refrigeration. #(RFP-250-020G) | Any supplier | 1
02-07-03132 | Tape measures fiber glass-pre-surfaced BS 448 length 30m, width 14mm.. #(RUL-690-050T) | Any supplier | 1
02-07-03133 | Safty-Eye protection. ALT-NO BF22. #(SAP-555-B) | Any supplier | 1
02-07-03134 | Safty eye protection, description Goggles Laser type He-Ne wavelength 632-8. #(SAP-281-010C) | Any supplier | 1
02-07-03135 | Electronical measurement Avometer. A-V- -meter. MX-503. | Any supplier | 2
02-07-03136 | Clamp meter, YF-8040. | Any supplier | 2
02-07-03137 | Vacum pump, Robinair large capacity, 2 stage High vacum pump. | Any supplier | 1
02-07-03138 | Robinair charging and testing unit for refrigeration and Air conditioning equipment. | Any supplier | 2
02-07-03139 | Robinair portable charging stations for refrigeration and AC equipment. | Any supplier | 1
02-07-03140 | ((Robbi)) Pinch off tool for pipe of refrigerator. | Any supplier | 1
02-07-03141 | Flaring tool for pipe of refrigerator. | Any supplier | 1
02-07-03142 | Hi-Duty tube cutter for pipe of refrigerator. | Any supplier | 1
02-07-03143 | Turbo torch Air Acetylene Kit. | Any supplier | 1
02-07-03144 | General Vernier capliper range form. 0-20cm. | Any supplier | 1
02-07-03145 | Ironing Machine. For Laundary, Electrical. For Hospital use. | Any supplier | 6
02-07-03146 | Sonopuls 591.Continuous and pulsed ultrasound therapy ,.1 and 3NHz .Connection for two treatment heads simultaneously .Contact control Automatic power switch-off and treatment time interruption in case of insufficient contact, .The visual indicator of the treatment head switches on, . Three current types for electrotherapy, Combination of ultrasound with either one of the three current types . 20 Free programmable treatment protocols, 1495.921 Sonops 591,230V/50/60Hz | ENRAF NONIUS | 1
02-07-03147 | Vacotron 460 and Encar 4, .Can be connected to all the electrotherapy and combination units of the 4-series, . Quick application of vacuum electrodes on positions where fixation straps cannot be used / ENRAF 1, . Continuous and intermittent suction strength, NONIUS, . Accurate adjustment of the suction strength , . Unique cable connection for fast application of rubber electrodes, . Designed for integration on the Encar 4, . Can be used as tabletop model.,1490.961 Vactorn 460 230V/50-60Hz. | ENRAF NONIUS | 1
02-07-03148 | Endomed 582, .Low-and mediumfrequency current types, . Two channel application of all current types without galvanic component, . Intensity adjustable per channel, . 41 per-programmed protocols arranged per indication, . 20 Free programmable simple treatment protocols, . Connection for remote control, 1495.914 Endomed 582 ,230V/50-60Hz . | ENRAF NONIUS | 1
02-07-03149 | Curapuls 670, The curapuls 670 is the top model for pulsed shortwave therapy. . Adjustable peak power (200 Watt), . Adjustable pulse width and frequency, . Cinvenientlt arranged display, . 50-pre-programmed treatment suggestion, . 25 Free programmable memory positions, . Special induction-electrodes, . Power indication, . Adjustable electrode arms | ENRAF NONIUS | 1
02-07-03150 | Sonocur Plus, for analgesic therapy of chronic pain in Orthopedics, therapeutic unit and ultrasound imaging from a single vendor. Pain therapy system consist of sound wave head, Multipurpose ultrasound unit for In-Line focusing and monitoring of acoustic sound waves. constant focus: 55mm +/- 10%, depth of penetration: 0 to 50 mm, shock wave energy density in focal region: 0,04 mJ/mm2 to 0,5 mJ/mm2. adjusted through 8 energy level selections. with selected frequency of shock impulse. line voltage: 220V, 50 Hz. power consumption: max. 1,5 kVA, weight: 155 kg. dimentions: 80 cm x 55 cm. including sound wave therapy system including selectable 5/6/7.5 MHz Micro-Sector applicator integrated into the shock wave head. and Ultrasound system SONOLINE Prima SLC including integration software for automatic representation of the sound wave focus. with training of 2 doctors. 1403.931 Curapuls 670, 230V/50-60Hz. | SIEMENS | 1
02-07-03151 | Single axis foot, heel 10mm | Otto Bock | 5
02-07-03152 | Single axis foot, heel 10mm | Otto Bock | 5
02-07-03153 | Single axis foot, heel 10mm | Otto Bock | 5
02-07-03154 | Single axis foot, heel 10mm | Otto Bock | 5
02-07-03155 | Single axis foot, heel 10mm | Otto Bock | 5
02-07-03156 | Single axis foot, heel 10mm | Otto Bock | 5
02-07-03157 | Single axis foot, heel 10mm | Otto Bock | 5
02-07-03158 | Ankel joint for single axis foot 22-25 | Otto Bock | 5
02-07-03159 | Ankel joint for single axis foot 26-29 | Otto Bock | 5
02-07-03160 | Connection cap | Otto Bock | 5
02-07-03161 | Connection cap | Otto Bock | 5
02-07-03162 | Connection cap | Otto Bock | 5
02-07-03163 | Connection cap | Otto Bock | 5
02-07-03164 | Connection cap | Otto Bock | 5
02-07-03165 | Dorsal stop 22-23 | Otto Bock | 5
02-07-03166 | Dorsal stop 24-25 | Otto Bock | 5
02-07-03167 | Dorsal stop 26-27 | Otto Bock | 5
02-07-03168 | Sach foot, standard heel wedge, heel 18 mm, M10 | Otto Bock | 5
02-07-03169 | Sach foot, standard heel wedge, heel 18 mm, M10 | Otto Bock | 5
02-07-03170 | Sach foot, standard heel wedge, heel 18 mm, M10 | Otto Bock | 5
02-07-03171 | Sach foot, standard heel wedge, heel 18 mm, M10 | Otto Bock | 5
02-07-03172 | Sach foot, standard heel wedge, heel 18 mm, M10 | Otto Bock | 5
02-07-03173 | Sach foot, standard heel wedge, heel 18 mm, M10 | Otto Bock | 5
02-07-03174 | Sach foot, standard heel wedge, heel 18 mm, M10 | Otto Bock | 5
02-07-03175 | Sach foot, standard heel wedge, heel 18 mm, M10 | Otto Bock | 5
02-07-03176 | Sach foot, standard heel wedge, heel 18 mm, M10 | Otto Bock | 5
02-07-03177 | Sach foot, standard heel wedge, heel 18 mm, M10 | Otto Bock | 5
02-07-03178 | Foot 3 pcs | Proteor | 5
02-07-03179 | Foot 3 pcs | Proteor | 5
02-07-03180 | Foot 3 pcs | Proteor | 5
02-07-03181 | Foot 3 pcs | Proteor | 5
02-07-03182 | Foot 3 pcs | Proteor | 5
02-07-03183 | Foot 3 pcs | Proteor | 5
02-07-03184 | Foot 3 pcs | Proteor | 5
02-07-03185 | Foot 3 pcs | Proteor | 5
02-07-03186 | Fixed base for Sach foot, diam 30, M10 | Proteor | 5
02-07-03187 | Notch - adjustment base, diam 30, M10 | Proteor | 5
02-07-03188 | Tube, diam 30, length 420 mm | Proteor | 5
02-07-03189 | Module P.A.D. 360 for AK | Proteor | 5
02-07-03190 | Module P.A.D. 250 for BK | Proteor | 5
02-07-03191 | Tube adapter | Proteor | 5
02-07-03192 | Tube clamp adapter | Otto Bock | 5
02-07-03193 | Single axis knee joint with adjustable break | Proteor | 5
02-07-03194 | Repair kit for 1M08 | Proteor | 5
02-07-03195 | Single axis hip joint, locked | Otto Bock | 5
02-07-03196 | Single axis hip joint, locked | Otto Bock | 5
02-07-03197 | Single axis hip joint, with stride control and ext. | Otto Bock | 5
02-07-03198 | Single axis hip joint, with stride control and ext. | Otto Bock | 5
02-07-03199 | Pyramid adapter for kneejoint | Proteor | 5
02-07-03200 | Linking plate for knee joint 1M01 | Proteor | 5
02-07-03201 | Orthocryl lamination resin 80:20 | Otto Bock | 5
02-07-03202 | Hardener for Orthocryl resin | Otto Bock | 5
02-07-03203 | Color paste for Orthocryl resin | Otto Bock | 5
02-07-03204 | PVA Film, 22 M | Otto Bock | 5
02-07-03205 | Tubular jersey, 7 cm, beige | Proteor | 5
02-07-03206 | Tubular jersey, 10 cm, beige | Proteor | 5
02-07-03207 | Tubular jersey, 15 cm, beige | Proteor | 5
02-07-03208 | Perlon stockinette, 8cm | Otto Bock | 5
02-07-03209 | Perlon stockinette, 10cm | Otto Bock | 5
02-07-03210 | Perlon stockinette, 12cm | Otto Bock | 5
02-07-03211 | Perlon stockinette, 15cm | Otto Bock | 5
02-07-03212 | Perlon stockinette, 20cm | Otto Bock | 5
02-07-03213 | Perlon stockinette, 25cm | Otto Bock | 5
02-07-03214 | Nylglass stockinette, 12 cm | Otto Bock | 5
02-07-03215 | Nylglass stockinette, 15 cm | Otto Bock | 5
02-07-03216 | Nylglass stockinette, 20 cm | Otto Bock | 5
02-07-03217 | Fiberglass stockinette, 10 cm | Otto Bock | 5
02-07-03218 | Fiberglass stockinette, 12 cm | Otto Bock | 5
02-07-03219 | Fiberglass stockinette, 15 cm | Otto Bock | 5
02-07-03220 | Fiberglass stockinette, 20 cm | Otto Bock | 5
02-07-03221 | Fiberglass stockinette, 25 cm | Otto Bock | 5
02-07-03222 | Woven carbonfiber stockinette, 8 cm | Otto Bock | 5
02-07-03223 | Woven carbonfiber stockinette, 12 cm | Otto Bock | 5
02-07-03224 | Cosmotic foam left 36 cm | Proteor | 5
02-07-03225 | Cosmotic foam right 36 cm | Proteor | 5
02-07-03226 | Cosmotic foam left 44 cm | Proteor | 5
02-07-03227 | Cosmotic foam right 44 cm | Proteor | 5
02-07-03228 | Knee joint, hoffa lock, R side, 16x4 | Proteor | 5
02-07-03229 | Knee joint, hoffa lock, L side, 16x4 | Proteor | 5
02-07-03230 | Side bar set, 16x4, steel, straight | Proteor | 5
02-07-03231 | Knee joint, hoffa lock, R side, 18x5 | Proteor | 5
02-07-03232 | Knee joint, hoffa lock, L side, 18x5 | Proteor | 5
02-07-03233 | Side bar set, 18x5, steel, straight | Proteor | 5
02-07-03234 | Knee joint, hoffa lock, R side, 22x6 | Proteor | 5
02-07-03235 | Knee joint, hoffa lock, L side, 22x6 | Proteor | 5
02-07-03236 | Side bar set, 22x6, light steel, straight | Proteor | 5
02-07-03237 | Double action ankle joint,16x4 | Proteor | 5
02-07-03238 | Double action ankle joint,18x5 | Proteor | 5
02-07-03239 | Double action ankle joint, 22x6 | Proteor | 5
02-07-03240 | Double action ankle joint stirrup | Proteor | 5
02-07-03241 | Single action ankle joint stirrup | Proteor | 5
02-07-03242 | Klenzack repair kit | Proteor | 5
02-07-03243 | Drop lock hip joint with extensionstop, right, small | Proteor | 5
02-07-03244 | Drop lock hip joint with extensionstop, left, small | Proteor | 5
02-07-03245 | Drop lock hip joint with extensionstop, right, large | Proteor | 5
02-07-03246 | Drop lock hip joint with extensionstop, left, large | Proteor | 5
02-07-03247 | Drop lock hip joint,flexion and extensionstop, right, small | Proteor | 5
02-07-03248 | Drop lock hip joint,flexion and extensionstop, left, small | Proteor | 5
02-07-03249 | Drop lock hip joint,flexion and extensionstop, right, large | Proteor | 5
02-07-03250 | Drop lock hip joint,flexion and extensionstop, left, large | Proteor | 5
02-07-03251 | Repair kit small locked joint | Proteor | 5
02-07-03252 | Repair kit medium locked joint | Proteor | 5
02-07-03253 | Repair kit large locked joint | Proteor | 5
02-07-03254 | Steel rivet with flat head | Otto Bock | 5
02-07-03255 | Joint for Lerman brace (Adjustable flexion/extension) | Proteor | 5
02-07-03256 | Joint for Lerman brace (Adjustable flexion/extension) | Proteor | 5
02-07-03257 | Milwaukee small | Proteor | 5
02-07-03258 | Milwaukee medium | Proteor | 5
02-07-03259 | Milwaukee large | Proteor | 5
02-07-03260 | Rehabilitation knee joint orthosis | Schein | 5
02-07-03261 | Rehabilitation knee joint orthosis | Schein | 5
02-07-03262 | Immobilization knee joint orthosis | Schein | 5
02-07-03263 | Immobilization knee joint orthosis | Schein | 5
02-07-03264 | Immobilization knee joint orthosis | Schein | 5
02-07-03265 | Immobilization knee joint orthosis | Schein | 5
02-07-03266 | Immobilization knee joint orthosis | Schein | 5
02-07-03267 | Thermolyn PP Homopolymer, 5 mm | Otto Bock | 5
02-07-03268 | Thermolyn PP Homopolymer, 4 mm | Otto Bock | 5
02-07-03269 | Hook & Loop closure, 25 mm width | Otto Bock | 5
02-07-03270 | Hook & Loop closure, 30 mm width | Otto Bock | 5
02-07-03271 | Hook & Loop closure, 38 mm width | Otto Bock | 5
02-07-03272 | Rubber tips | Otto Bock | 5
02-07-03273 | Plastazote, 3mm | Proteor | 5
02-07-03274 | Plastazote, 5mm | Proteor | 5
02-07-03275 | Plastazote, 18 mm | Proteor | 5
02-07-03276 | Pedilin (TP-foam) 3 mm | Otto Bock | 5
02-07-03277 | Pedilin (TP-foam) 5 mm | Otto Bock | 5
02-07-03278 | PU rubber cement | Otto Bock | 5
02-07-03279 | Sliding paste, white (for orthotic joints) | Otto Bock | 5
02-07-03280 | Truss head screw | Otto Bock | 5
02-07-03281 | Stainless steel insert nut for 501S32 | Otto Bock | 5
02-07-03282 | Rasp head | Otto Bock | 5
02-07-03283 | Rasp head | Otto Bock | 5
02-07-03284 | Rasp head | Otto Bock | 5
02-07-03285 | Rasp head | Otto Bock | 5
02-07-03286 | Rasp head | Otto Bock | 5
02-07-03287 | Rasp head | Otto Bock | 5
02-07-03288 | Rasp head | Otto Bock | 5
02-07-03289 | Sanding drum | Otto Bock | 5
02-07-03290 | Sanding sleeves for sanding drum | Otto Bock | 5
02-07-03291 | Sanding sleeves for sanding drum | Otto Bock | 5
02-07-03292 | Sanding sleeves for sanding drum | Otto Bock | 5
02-07-03293 | Conical sanding drum | Otto Bock | 5
02-07-03294 | Sanding sleeves for conical sanding drum | Otto Bock | 5
02-07-03295 | Sanding sleeves for conical sanding drum | Otto Bock | 5
02-07-03296 | Sanding sleeves for conical sanding drum | Otto Bock | 5
02-07-03297 | Polishing wheel | Otto Bock | 5
02-07-03298 | Mounting Arbor for polishing wheel | Otto Bock | 5
02-07-03299 | Linen sanding belt | Otto Bock | 5
02-07-03300 | Surform blade flat | Otto Bock | 5
02-07-03301 | Surform blade halfround | Otto Bock | 5
02-07-03302 | Surform blade round | Otto Bock | 5
02-07-03303 | HSCO drill, 4.1 mm | Otto Bock | 5
02-07-03304 | Replacement blade for 719B6 | Otto Bock | 5
02-07-03305 | Saw blade for cast cutter | Otto Bock | 5
02-07-03306 | Staples, 10 mm | Otto Bock | 5
02-07-03307 | One way dust bag | Otto Bock | 5
02-07-03308 | Electric cast cutter, straight(oscillating saw) | Otto Bock | 5
02-07-03309 | Socket router with integrated dust collector | Otto Bock | 5
02-07-03310 | Insulating mat | Otto Bock | 5
02-07-03311 | Water pan with lid | Otto Bock | 5
02-07-03312 | Hot air gun, Triac | Otto Bock | 5
02-07-03313 | Pneumatic oscilating cast cutter | Otto Bock | 5
02-07-03314 | Pneumatic stapler | Otto Bock | 5
02-07-03315 | Air gun | Otto Bock | 5
02-07-03316 | Service unit for compressor | Otto Bock | 5
02-07-03317 | Tire pressure gauge | Otto Bock | 5
02-07-03318 | Quick change coupling | Otto Bock | 5
02-07-03319 | Y-coupling | Otto Bock | 5
02-07-03320 | Spiral air pressure hose, 2.5 m | Otto Bock | 5
02-07-03321 | Spiral air pressure hose, 5 m | Otto Bock | 5
02-07-03322 | Stationary air compressor | Otto Bock | 5
02-07-03323 | Vacuum pump | Otto Bock | 5
02-07-03324 | Drill arm | Otto Bock | 5
02-07-03325 | Drill vise | Otto Bock | 5
02-07-03326 | Ear protection | Otto Bock | 5
02-07-03327 | Respiratory protection mask | Otto Bock | 5
02-07-03328 | Large particle filter for 756Y25 | Otto Bock | 5
02-07-03329 | Combination filter for 759Y25 | Otto Bock | 5
02-07-03330 | Internal socket clamping device | Otto Bock | 5
02-07-03331 | Inside circumference gauge BK | Otto Bock | 5
02-07-03332 | Inside circumference gauge AK | Otto Bock | 5
02-07-03333 | Foot imprint system | Otto Bock | 5
02-07-03334 | Chart " Human skeleton" | Schein | 5
02-07-03335 | Chart " Human spine" | Schein | 5
02-07-03336 | Chart " Human Muscular system" | Schein | 5
02-07-03337 | Chart " Human vascular system" | Schein | 5
02-07-03338 | Chart " Human nervous system" | Schein | 5
02-07-03339 | Chart " Upper limb" | Schein | 5
02-07-03340 | Chart " Lower limb" | Schein | 5
02-07-03341 | Body caliper 40 cm | Otto Bock | 5
02-07-03342 | Body caliper 60 cm | Otto Bock | 5
02-07-03343 | Hip levelling guide | Otto Bock | 5
02-07-03344 | Goniometer | Otto Bock | 5
02-07-03345 | Enno moor heat pack | Enraf Nonius | 5
02-07-03346 | Hot/Cold pack | Enraf Nonius | 5
02-07-03347 | Towel holder for Hot/Cold pack | Enraf Nonius | 5
02-07-03348 | Couche, manumed standard 2-section back | Enraf Nonius | 5
02-07-03349 | Pack heater, for Hot/Cold pack, enno moor | Enraf Nonius | 5
02-07-03350 | Sony Mavi Camra MC- FD 71 Digital Camera | Sony JAPAN | 1
02-07-03351 | Famulus 3\ Overhead projector\Famulus 575. #(6516) | Kindermann\Audio-Visual presentation Catalogue | 1
02-07-03352 | Accessory/Metal vapour lamp 575w/1000h. #(6795) | Kindermann\Audio-Visual presentation Catalogue | 2
02-07-03353 | Roll Attachment for Famulus 3, Novoscope. #(6111) | Kindermann\Audio-Visual presentation Catalogue | 2
02-07-03354 | Halogen lamp 250W/ 300h. #(6049) | Kindermann\Audio-Visual presentation Catalogue | 2
02-07-03355 | Portable overhead Projectors\Famulus swing . #(6540) | Kindermann\Audio-Visual presentation Catalogue | 1
02-07-03356 | Accessory/Delux carrying case. #(6159) | Kindermann\Audio-Visual presentation Catalogue | 1
02-07-03357 | Haloge lamp 250w. #(6049) | Kindermann\Audio-Visual presentation Catalogue | 2
02-07-03358 | Transparency Roll 10m long x 26 wide. #(6862) | Kindermann\Audio-Visual presentation Catalogue | 5
02-07-03359 | Transparency sheet DIN A4,0.10mm thick. #(6865) | Kindermann\Audio-Visual presentation Catalogue | 10
02-07-03360 | Anti glare panel. #(6108) | Kindermann\Audio-Visual presentation Catalogue | 2
02-07-03361 | Magnification adapters\ for Famulus 3 & Novoscope.#(6102) | Kindermann\Audio-Visual presentation Catalogue | 1
02-07-03362 | Masking frames. #(6858) | Kindermann\Audio-Visual presentation Catalogue | 10
02-07-03363 | Deposit Tray. #(6112) | Kindermann\Audio-Visual presentation Catalogue | 2
02-07-03364 | Projector of opaque documents\Presenter DP 30. #(6930) | Kindermann\Audio-Visual presentation Catalogue | 1
02-07-03365 | Halogen lamp110v /300W. #(6931) | Kindermann\Audio-Visual presentation Catalogue | 2
02-07-03366 | Copy board manager\ Writing board with copy function. #(6940) | Kindermann\Audio-Visual presentation Catalogue | 1
02-07-03367 | Accessory\Paper roll for copying machinge. #(6941) | Kindermann\Audio-Visual presentation Catalogue | 10
02-07-03368 | Projection table\for Famulus overhead projectors. #(6535) | Kindermann\Audio-Visual presentation Catalogue | 1
02-07-03369 | Projection screen Multi purpose\ Standard 150. #(6922) | Kindermann\Audio-Visual presentation Catalogue | 1
02-07-03370 | Projection screen Multi purpose\ Universal 180. #(6925) | Kindermann\Audio-Visual presentation Catalogue | 1
02-07-03371 | Starter kit accessory. #(6860) | Kindermann\Audio-Visual presentation Catalogue | 1
02-07-03372 | Conference Accessories\ White board( Magnetic surface). #(6905) | Kindermann\Audio-Visual presentation Catalogue | 4
02-07-03373 | Accessory kit\ for Flip charts & white boards. #(6906) | Kindermann\Audio-Visual presentation Catalogue | 10
02-07-03374 | Kindermann Rotary trimmer\ strim 64, cutting length 64cm.. #(7202) | Kindermann\Audio-Visual presentation Catalogue | 1
02-07-03375 | Confrance Accessories\ Flip chart. #(6903) | Kindermann\Audio-Visual presentation Catalogue | 2
02-07-03376 | Accessory\ Flip chart pad,squered,20 sheets. #(6917) | Kindermann\Audio-Visual presentation Catalogue | 50
02-07-03377 | Pocket dictaphone\ with mini-casette, multi-function switch. #(TA10380) | Fleischhacker GmbH & Co. KG, Germany \Educational Catalogue for WHO Jan. 1999\ training accessories-Page22 | 2
02-07-03378 | Laminater\ A4 format for water proof filing. #(TA10400) | Fleischhacker GmbH & Co. KG, Germany \Educational Catalogue for WHO Jan. 1999\ training accessories-Page23 | 1
02-07-03379 | HIC Manual Punch Bind Machine 21 & 24 punching, adjustable marigin depth & binding controls, bind up to 2". #(504-0002 HIC\HPB-210 A4) | Richard Kwan Oriental Suppliers LTD.Fax;(852)2807-1057\ Hong Kong | 1
02-07-03380 | Bind Supplies\ Plastic Binding Rings\ (13mm) 50-80 sheet\Black. #(504-0007) | Richard Kwan Oriental Suppliers LTD.Fax;(852)2807-1057\ Hong Kong | 1
02-07-03381 | Bind Supplies\ Plastic Binding Rings\ (16mm) 85-130 sheet\ White. #(504-0008) | Richard Kwan Oriental Suppliers LTD.Fax;(852)2807-1057\ Hong Kong | 1
02-07-03382 | Bind Supplies\ Plastic Binding Rings\ (22mm) 180-210 sheet\ Red. #(504-0010) | Richard Kwan Oriental Suppliers LTD.Fax;(852)2807-1057\ Hong Kong | 1
02-07-03383 | Bind Supplies\ Plastic Binding Rings\ (25mm)210 -240 sheet\ Blue. #(504-0011) | Richard Kwan Oriental Suppliers LTD.Fax;(852)2807-1057\ Hong Kong | 1
02-07-03384 | Bind Supplies\ Plastic Binding Rings\ (38mm) 300-360 sheet\ Green. #(5040013) | Richard Kwan Oriental Suppliers LTD.Fax;(852)2807-1057\ Hong Kong | 1
02-07-03385 | Bind Supplies\ Plastic Binding Rings\ (50mm) 420-480 sheet\ Yellow. #(504-0015) | Richard Kwan Oriental Suppliers LTD.Fax;(852)2807-1057\ Hong Kong | 1
02-07-03386 | Bind Supplies\ Plastic coverset\ Clear. #(504-0016) | Richard Kwan Oriental Suppliers LTD.Fax;(852)2807-1057\ Hong Kong | 3
02-07-03387 | Bind supplies\ Fancy paper coverboard\ Ivory, red, orange,blue. #(504-0034) | Richard Kwan Oriental Suppliers LTD.Fax;(852)2807-1057\ Hong Kong | 6
02-07-03388 | WIRE-O-BIND PB34 System. #(504-0020) | Richard Kwan Oriental Suppliers LTD.Fax;(852)2807-1057\ Hong Kong | 1
02-07-03389 | Wire-O-Binding element \ (30-45) sheet\ silver. #(504-0023) | Richard Kwan Oriental Suppliers LTD.Fax;(852)2807-1057\ Hong Kong | 1
02-07-03390 | Wire-O-Binding element \ (45-60) sheet\ green. #(504-0024) | Richard Kwan Oriental Suppliers LTD.Fax;(852)2807-1057\ Hong Kong | 1
02-07-03391 | PK Black Wave Black UPS with Voltage Regulater & Surge Protector 1200 VA. #(602-0479) | Richard Kwan Oriental Suppliers LTD.Fax;(852)2807-1057\ Hong Kong | 6
02-07-03392 | Electronic Wheel Chair Scale. #(Seca 664) | Seca . Vogel &Halke GmbH& Co. Medical Scales & Measuring System. Postfach 76 11 80 . 22061 Hamburg Germany. | 1
02-07-03393 | ElectronicBaby Scale. #(Seca 334) | Seca . Vogel &Halke GmbH& Co. Medical Scales & Measuring System. Postfach 76 11 80 . 22061 Hamburg Germany. | 2
02-07-03394 | Mechanical Body Hight & Weight Scale. #(Seca 700) | Seca . Vogel &Halke GmbH& Co. Medical Scales & Measuring System. Postfach 76 11 80 . 22061 Hamburg Germany. | 2
02-07-03395 | VOLUSON 530D MTPowerful Ultrasound . #(VOLUSON 530D MT) | KRETZTECHNIK AG(Head Quarters) Tiefenbach 15, A-44871 Zipf Tel: ++43-7682-3800-0 Fax: ++43-7682-3800-47 | 1
02-07-03396 | Diverse Scanheads for Pediatric Use. #(VNA 5-8) | KRETZTECHNIK AG(Head Quarters) Tiefenbach 15, A-44871 Zipf Tel: ++43-7682-3800-0 Fax: ++43-7682-3800-47 | 2
02-07-03397 | Diverse Scanheads for Pediatric Use. #(ACM 5-8) | KRETZTECHNIK AG(Head Quarters) Tiefenbach 15, A-44871 Zipf Tel: ++43-7682-3800-0 Fax: ++43-7682-3800-47 | 2
02-07-03398 | Diverse Scanheads - Abdominal. #(ACP 4-7) | KRETZTECHNIK AG(Head Quarters) Tiefenbach 15, A-44871 Zipf Tel: ++43-7682-3800-0 Fax: ++43-7682-3800-47 | 2
02-07-03399 | Diverse Scanheads - Abdominal Volume. #(VAW 4-7) | KRETZTECHNIK AG(Head Quarters) Tiefenbach 15, A-44871 Zipf Tel: ++43-7682-3800-0 Fax: ++43-7682-3800-47 | 2
02-07-03400 | Diverse Scanheads - Small parts- Vascular Volume. #(VNW 5-10) | KRETZTECHNIK AG(Head Quarters) Tiefenbach 15, A-44871 Zipf Tel: ++43-7682-3800-0 Fax: ++43-7682-3800-47 | 2
02-07-03401 | Diverse Scanheads - Cardiac. #(PPA 2-4) | KRETZTECHNIK AG(Head Quarters) Tiefenbach 15, A-44871 Zipf Tel: ++43-7682-3800-0 Fax: ++43-7682-3800-47 | 2
02-07-03402 | Scotsman AF10 Flake ice machine/Cold therapy. #(AF10-AS ) | EMS catalogue/Electro Therapy and Rehabilitation equipment | 1
02-07-03403 | Theraputic putty yellow (soft) 450g. #(RH281) | EMS catalogue/Electro Therapy and Rehabilitation equipment | 10
02-07-03404 | Theraputic putty red (med soft) 450g. #(RH283) | EMS catalogue/Electro Therapy and Rehabilitation equipment | 10
02-07-03405 | Therapeutic putty green (med) 450. #(RH285) | EMS catalogue/Electro Therapy and Rehabilitation equipment | 10
02-07-03406 | Therapeutic putty blue (firm) 450. #(RH287) | EMS catalogue/Electro Therapy and Rehabilitation equipment | 10
02-07-03407 | Body ball-650mm dia blue. #(RH288) | EMS catalogue/Electro Therapy and Rehabilitation equipment | 2
02-07-03408 | Body ball-750mm dia yellow. #(RH289) | EMS catalogue/Electro Therapy and Rehabilitation equipment | 2
02-07-03409 | Body ball-850mm dia red. #(RH290) | EMS catalogue/Electro Therapy and Rehabilitation equipment | 2
02-07-03410 | Dunlopillo Gym mat 1900x 600 x 50mm. #(RH028) | EMS catalogue/Electro Therapy and Rehabilitation equipment | 4
02-07-03411 | Dunlopillo Gym mat 1900x 1200 x 50mm. #(RH029) | EMS catalogue/Electro Therapy and Rehabilitation equipment | 4
02-07-03412 | Varitherm wax bath . #(LNC884) | EMS catalogue/Electro Therapy and Rehabilitation equipment | 1
02-07-03413 | Wax purrification Unit 220\240 VAC. #(LNC886) | EMS catalogue/Electro Therapy and Rehabilitation equipment | 1
02-07-03414 | Parrafin Wax 50kg or 25 kg. #(P11) | EMS catalogue/Electro Therapy and Rehabilitation equipment | 3
02-07-03415 | Wooden Short wave chair . #(RH097) | EMS catalogue/Electro Therapy and Rehabilitation equipment | 2
02-07-03416 | Three section P;inth, Hydrolic. #(RH078A) | EMS catalogue/Electro Therapy and Rehabilitation equipment | 1
02-07-03417 | Comfort Cycle 310. #(RH279) | EMS catalogue/Electro Therapy and Rehabilitation equipment | 1
02-07-03418 | Mobile Mirror. #(RH066) | EMS catalogue/Electro Therapy and Rehabilitation equipment | 2
02-07-03419 | Rocker Board. #(RH031) | EMS catalogue/Electro Therapy and Rehabilitation equipment | 2
02-07-03420 | IBM Think Pad 706CD Note Book Computer. #(600-5739) | Richard Kwan Oriental Suppliers LTD.Fax;(852)2807-1057\ Hong Kong | 1
02-07-03421 | Texas Instrument TI 560CD Note Book Computer. #(600-5732) | Richard Kwan Oriental Suppliers LTD.Fax;(852)2807-1057\ Hong Kong | 1
02-07-03422 | EPSON GT 5000 Colour Image Scanner. #(603-0236) | Richard Kwan Oriental Suppliers LTD.Fax;(852)2807-1057\ Hong Kong | 1
02-07-03423 | HP ScanJet 4c Scanner With IBM Interface. #(603-0226) | Richard Kwan Oriental Suppliers LTD.Fax;(852)2807-1057\ Hong Kong | 1
02-07-03424 | EPSON Stylus 1500 Ink Jet Printer. #(603-5565) | Richard Kwan Oriental Suppliers LTD.Fax;(852)2807-1057\ Hong Kong | 1
02-07-03425 | Accessory\Epson Black Ink Print Cartridge S020034 . #(603-5566) | Richard Kwan Oriental Suppliers LTD.Fax;(852)2807-1057\ Hong Kong | 5
02-07-03426 | Accessory EPSON Ink Cartridge Colour S020036 . #(603-5567) | Richard Kwan Oriental Suppliers LTD.Fax;(852)2807-1057\ Hong Kong | 5
02-07-03427 | Accessory EPSON Printer Cable. #(603-3001) | Richard Kwan Oriental Suppliers LTD.Fax;(852)2807-1057\ Hong Kong | 2
02-07-03428 | SENTRY 6000 Fire-Safe Office File Cabinet. #(820-0035) | Richard Kwan Oriental Suppliers LTD.Fax;(852)2807-1057\ Hong Kong | 2
02-07-03429 | Grendene 420 Training Chair. #(814-0850) | Richard Kwan Oriental Suppliers LTD.Fax;(852)2807-1057\ Hong Kong | 30
02-07-03430 | Fursys CR024 Conerence Table W2400*1200*H720mm. #(814-0840) | Richard Kwan Oriental Suppliers LTD.Fax;(852)2807-1057\ Hong Kong | 2
02-07-03431 | Fursys CH-0311 Guest Chair W600*D630*H790mm. #(814-0842 ) | Richard Kwan Oriental Suppliers LTD.Fax;(852)2807-1057\ Hong Kong | 16
02-07-03432 | Doors Locker 35W*20D*70H. #(814- 0797HS-113) | Richard Kwan Oriental Suppliers LTD.Fax;(852)2807-1057\ Hong Kong | 1
02-07-03433 | Industrial Vacuum Cleaner. #(700-7016 National MC-9620) | Richard Kwan Oriental Suppliers LTD.Fax;(852)2807-1057\ Hong Kong | 2
02-07-03434 | Transpalette 2000-boggies, E cart. 520 x long. 1520 mm, Catalogue No. 0849E 000523 | MANUTAN | 30